## 24-04-2018
NQCL Working STANDARDS
NAME | STANDARD TYPE | SOURCE | BATCH NO. | NQCL No. | rs_code_prefix | serial_no | DATE RECEIVED | EXPIRY DATE | POTENCY | potency_unit | QUANTITY | init_mass | WEIGHT/VOLUME
Terbinafine HCL | Working | Universal Corporation | WRS TE13-209 | NQCL-WRS-T10-1 | NQCL-WRS-T10- | 1 | 2013-08-22 | 2017-02-28 | 99.8 | % | 1 | 500 | mg
Erythromycin Estolate | Working | Laborate Pharmaceuticals India | EV/8/13 | NQCL-WRS-E7-1 | NQCL-WRS-E7- | 1 | 2013-08-22 | 2016-03-31 | 624 | ?g/g | 1 | 500 | mg
Ceftriaxone Sodium | Working | Julphar | R201206130 | NQCL-WRS-C2-1 | NQCL-WRS-C2- | 1 | 2013-08-22 | 2013-12-31 | 841.49 | ?g/g | 1 | 500 | mg
Lornoxicam | Working | glenmark | WS/008/13 | NQCL-WRS-L7-1 | NQCL-WRS-L7- | 1 | 2013-06-13 | 2014-10-01 | 99.8 | % | 1 | 500 | mg
Clavulanate Potassium with mcc | Working | Laborate Pharmaceuticals India | 123 | NQCL-WRS-C14-1 | NQCL-WRS-C14- | 1 | 2013-08-22 | 2014-03-01 | 43.09 | %:w/w | 1 | 50 | mg
Bile Salt inh | Working | elder pharmaceuticals ltd | WS/012/003 | NQCL-WRS-B3-1 | NQCL-WRS-B3- | 1 | 2013-03-11 | 2014-01-15 | 49.16 | % | 1 | 80 | mg
Doxylamine Succinate usp | Working | coral laboratories ltd | Dxs/316 | NQCL-WRS-D1-1 | NQCL-WRS-D1- | 1 | 2013-05-16 | 2013-06-21 | 99.95 | % | 1 | 50 | mg
Amoxicillin usp | Working | Laborate Pharmaceuticals India | 13071249 | NQCL-WRS-A11-1 | NQCL-WRS-A11- | 1 | 2013-08-22 | 2014-04-01 | 984.89 | ?g/g | 1 | 50 | mg
Atracurium Besylate | Working | Neon labos ltd | WSN-452 | NQCL-WRS-A10-1 | NQCL-WRS-A10- | 1 | 2013-08-15 | 2014-06-03 | 99.73 | % | 1 | 50 | mg
latanoprost | Working | sun pharmaceuticals ltd | Ws13057 | NQCL-WRS-A10-2 | NQCL-WRS-A10- | 2 | 2013-08-13 | 2014-03-19 | 99.3 | % | 4 | 50 | mg
Terbinafine Hydrochloride Usp | Working | Aurochem | TBPO761112 | NQCL-WRS-T8-1 | NQCL-WRS-T8- | 1 | 2013-08-06 | 2016-10-31 | 99.58 | % | 1 | 50 | mg
Codeine Phosphate | Working | coral laboratories ltd | 02/NOV/11-12 | NQCL-WRS-C6-1 | NQCL-WRS-C6- | 1 | 2013-05-15 | 2016-10-31 | 97.13 | % | 1 | 50 | mg
Diclofenac Sodium Bp | Working | Marion biotech pvt ltd | DFS/23050022 | NQCL-WRS-D6-1 | NQCL-WRS-D6- | 1 | 2013-08-22 | 2014-06-12 | 99.14 | % | 1 | 20 | mg
Paracetamol Bp | Working | Marion biotech pvt ltd | 0274/13-14 | NQCL-WRS-P1-2 | NQCL-WRS-P1- | 2 | 2013-08-22 | 2014-05-19 | 99.19 | % | 8 | 20 | mg
Sulbactam Sodium | Working | Mankind Pharma ltd | WS/SB/09 | NQCL-WRS-S6-1 | NQCL-WRS-S6- | 1 | 2013-09-10 | 2014-11-02 | 899.3 | Î¼g/g | 1 | 9999.99 | mg
Arterolane Maleate | Working | Ranbaxy lab ltd | GO_A005/01 | NQCL-WRS-A9-1 | NQCL-WRS-A9- | 1 | 2013-08-06 | 2014-06-07 | 99.5 | % | 3 | 3000 | mg
Lamivudine | Working | Hetero Labs Limited | LVWS/12 | NQCL-WRS-L3-2 | NQCL-WRS-L3- | 2 | 2013-06-11 | 2015-01-31 | 99.6 | % | 1 | 0 | mg
Sulfadiazine | Working | cosmos ltd | PX1-SD-1010099 | NQCL-WRS-S14-1 | NQCL-WRS-S14- | 1 | 2013-06-04 | 2014-02-17 | 99.7 | % | 1 | 500 | mg
Stavudine | Working | Hetero Labs Limited | SDWS/13 | NQCL-WRS-S13-1 | NQCL-WRS-S13- | 1 | 2013-06-11 | 2015-02-28 | 99.6 | % | 1 | 0 | mg
Toltrazuril | Working | Ashsh life science pvt ltd | 11092-1 | NQCL-WRS-T5-1 | NQCL-WRS-T5- | 1 | 2013-10-01 | 2015-09-30 | 98.99 | % | 1 | 300 | mg
Metronidazole Bp | Working | Laborate Pharmaceuticals India | MTZ/3080564 | NQCL-WRS-M2-1 | NQCL-WRS-M2- | 1 | 2013-09-19 | 2014-02-16 | 98.97 | % | 1 | 180 | mg
Anhydrous Glucose | Working | nirma ltd | WS/13/18 | NQCL-WRS-A8-1 | NQCL-WRS-A8- | 1 | 2014-06-04 | 2014-02-14 | 99.89 | % | 3 | 6000 | mg
Glimepiride | Working | Hetero drus Limited | GP0400912 | NQCL-WRS-G2-2 | NQCL-WRS-G2- | 2 | 2013-06-11 | 2014-11-01 | 99.7 | % | 1 | 0 | mg
Lidocaine | Working | Neon labos ltd | ws-1310 | NQCL-WRS-L5-1 | NQCL-WRS-L5- | 1 | 2013-03-13 | 2014-03-12 | 97.5 | % | 1 | 500 | mg
Isoflurane | Working | Troikaa pharamaceuticals ltd | WS/T-013/13 | NQCL-WRS-I4-1 | NQCL-WRS-I4- | 1 | 2013-04-30 | 2017-03-03 | 100 | % | 1 | 5000 | mg
emtricitabine | Working | Shasun | AWS-E02-02 | NQCL-WRS-C5-2 | NQCL-WRS-C5- | 2 | 2013-09-10 | 2014-04-04 | 98.5 | % | 1 | 0 | mg
Capecitabine | Working | Hetero Labs Limited | GOJ205 | NQCL-WRS-C1-1 | NQCL-WRS-C1- | 1 | 2013-08-22 | 2014-05-31 | 99.5 | % | 1 | 0 | mg
latanoprost | Working | sun pharmaceuticals ltd | WS13057 | NQCL-WRS-L3-3 | NQCL-WRS-L3- | 3 | 2013-08-13 | 2014-03-19 | 99.1 | % | 1 | 2000 | mg
Clavulanate Potassium with Mcc | Working | Laborate Pharmaceuticals India | 3571212316 | NQCL-WRS-C14-2 | NQCL-WRS-C14- | 2 | 2013-08-22 | 2014-03-01 | 43.09 | % | 1 | 300 | mg
cetrorelix | Working | AETERNA ZENTARIS | 007/01 | NQCL-WRS-c18-1 | NQCL-WRS-c18- | 1 | 2013-10-15 | 1970-01-01 | 90.6 | % | 1 | 5000 | mg
Gliclazide | Working | panacea Biotec | WS/GO1-08 | NQCL-WRS-A4-2 | NQCL-WRS-A4- | 2 | 2013-10-24 | 2014-02-22 | 99.4 | % | 1 | 0 | mg
Levofloxacin Hemihydrate | Working | Medpharm | ZO29-1108340 | NQCL-WRS-L9-2 | NQCL-WRS-L9- | 2 | 2013-10-29 | 2015-08-31 | 96.78 | % | 1 | 300 | mg
Docetaxel | Working | INTAS pharmaceuticals ltd | S DOCE 131 | NQCL-WRS-A4-4 | NQCL-WRS-A4- | 4 | 2013-10-29 | 2014-04-10 | 98.6 | % | 1 | 3000 | mg
Praziquantel HUM | Working | bayer | R-2257-7B | NQCL-WRS-P6-1 | NQCL-WRS-P6- | 1 | 2013-09-19 | 2014-08-31 | 100.5 | % | 1 | 500 | mg
Sultamicillin | Working | Pfizer | 101012-QCS | NQCL-WRS-S10-1 | NQCL-WRS-S10- | 1 | 2013-09-19 | 2014-05-31 | 98.8 | % | 1 | 4000 | mg
Sultamicillin Tosylate Dihydat | Working | Pfizer | 130147-QCS | NQCL-WRS-S11-1 | NQCL-WRS-S11- | 1 | 2013-09-19 | 2016-01-31 | 71.8 | % | 1 | 3000 | mg
Caspofungin | Working | merck | L-000743872-003M041 | NQCL-WRS-C19-1 | NQCL-WRS-C19- | 1 | 2014-10-04 | 2013-06-30 | 90.9 | % | 1 | 400 | mg
Zinc Sulphate Heptahydrate | Working | Raptakos,Brett &co. ltd | 103711052 | NQCL-WRS-Z2-1 | NQCL-WRS-Z2- | 1 | 2013-03-21 | 2017-01-31 | 99.97 | % | 1 | 5000 | mg
Clorsulon | Working | Dr.Ehrenstorfer | 10607 | NQCL-WRS-C12-1 | NQCL-WRS-C12- | 1 | 2013-09-26 | 2015-08-22 | 99.2 | % | 1 | 500 | mg
Atorvastatin Calcium Trihydrat | Working | Ajanta Pharma Limited | WS/A-13.12 | NQCL-WRS-A6-1 | NQCL-WRS-A6- | 1 | 2013-09-19 | 2014-04-21 | 99.9 | % | 1 | 1000 | mg
Ceftriaxone Sodium | Working | Indus pharma pvt ltd | A201303361 | NQCL-WRS-C2-3 | NQCL-WRS-C2- | 3 | 2013-09-19 | 2014-08-12 | 917 | ?g/g | 1 | 3000 | mg
L-ornithine-L-Aspartate | Working | Win - Medicare private ltd | ws-37 | NQCL-WRS-L2-1 | NQCL-WRS-L2- | 1 | 2013-03-24 | 2014-09-24 | 98.96 | % | 1 | 2000 | mg
Doxylamine Succinate | Working | coral laboratories ltd | DX/101/13-14 | NQCL-WRS-D1-2 | NQCL-WRS-D1- | 2 | 2014-07-25 | 2014-04-28 | 100.02 | % | 1 | 2000 | mg
Citicoline Sodium | Working | sun pharmaceuticals ltd | ws12008 | NQCL-WRS-C11-1 | NQCL-WRS-C11- | 1 | 2013-10-01 | 2014-11-04 | 99.1 | % | 1 | 500 | mg
olapatadine hydrochloride USP | Working | sun pharmaceuticals ltd | FOJ014 | NQCL-WRS-C11-2 | NQCL-WRS-C11- | 2 | 2014-10-01 | 2014-02-28 | 99.6 | % | 1 | 300 | mg
Hydrochlorothiazide | Working | Aegis ltd | C5141-11-002m | NQCL-WRS-H1-2 | NQCL-WRS-H1- | 2 | 2013-06-04 | 2014-05-31 | 100.3 | % | 1 | 0 | mg
Sulfamethoxazole | Working | Laborate Pharmaceuticals India | SMX13041579 | NQCL-WRS-S12-1 | NQCL-WRS-S12- | 1 | 2013-09-19 | 2014-02-12 | 98.87 | % | 1 | 0 | mg
Bicalutamide | Working | Hetero Labs Limited | BLWS/12 | NQCL-WRS-B4-1 | NQCL-WRS-B4- | 1 | 2013-04-04 | 2015-01-31 | 99.3 | % | 1 | 2000 | mg
Moxifloxacin Hydrochloride | Working | indico remedies ltd, GOA | WS/MH-UE/001 | NQCL-WRS-M10-1 | NQCL-WRS-M10- | 1 | 2013-08-13 | 2014-11-25 | 98.4 | % | 1 | 3000 | mg
Moxifloxacin Hydrochloride | Working | sun pharmaceuticals ltd | FOH454 | NQCL-WRS-M10-2 | NQCL-WRS-M10- | 2 | 2013-08-08 | 2014-08-30 | 98.8 | % | 1 | 2000 | mg
Aceclofenac | Working | inventia | AWS-A01-05 | NQCL-WRS-A2-2 | NQCL-WRS-A2- | 2 | 2013-08-08 | 2014-06-19 | 99.5 | % | 1 | 0 | mg
Esomeprazole Magnesium Trihydr | Working | inventia | AWS-E01-05 | NQCL-WRS-E5-2 | NQCL-WRS-E5- | 2 | 2013-08-08 | 2014-05-14 | 92.6 | % | 1 | 3000 | mg
Sandostatin | Working | Norvatis | H3024 | NQCL-WRS-S9-1 | NQCL-WRS-S9- | 1 | 2013-07-18 | 2015-02-28 | 100 | % | 1 | 2000 | mg
Sulbactam Sulphate | Working | beta healthcare | 253/12/R | NQCL-WRS-S6-2 | NQCL-WRS-S6- | 2 | 2013-07-16 | 2017-01-24 | 100.35 | % | 1 | 2000 | mg
Secnidazole | Working | Ajanta Pharma Limited | WS/S-02.11 | NQCL-WRS-S7-1 | NQCL-WRS-S7- | 1 | 2014-08-01 | 2014-07-17 | 99.4 | % | 1 | 2000 | mg
Sulbactam Sodium | Working | Zeiss pharmaceuticalS | 3131206060 | NQCL-WRS-S6-3 | NQCL-WRS-S6- | 3 | 2013-06-04 | 2014-03-21 | 895.8 | ?g/g | 1 | 2000 | mg
Sulphadimidine | Working | Aesthetics | 110516 | NQCL-WRS-S5-1 | NQCL-WRS-S5- | 1 | 2013-05-24 | 2014-06-28 | 100.36 | % | 1 | 1000 | mg
Sodium Chloride | Working | Raptakos,Brett &co. ltd | 1212-108 | NQCL-WRS-S4-1 | NQCL-WRS-S4- | 1 | 2013-03-21 | 2017-02-28 | 99.18 | % | 1 | 2000 | mg
Sodium Chloride | Working | Raptakos,Brett &co. ltd | 1120506 | NQCL-WRS-S4-2 | NQCL-WRS-S4- | 2 | 2013-03-21 | 2014-04-30 | 99.75 | % | 1 | 2000 | mg
Racecadotril | Working | EDQM | 1 | NQCL-WRS-R3-1 | NQCL-WRS-R3- | 1 | 2013-06-14 | 1970-01-01 | 99.9 | % | 1 | 200 | mg
Ramipril | Working | Unichem lab ltd | WS089/006 | NQCL-WRS-R2-2 | NQCL-WRS-R2- | 2 | 2013-07-04 | 2013-12-20 | 99.89 | % | 1 | 300 | mg
Piperaquine Phosphate | Working | coral laboratories ltd | 1015PU2RJ | NQCL-WRS-P9-2 | NQCL-WRS-P9- | 2 | 2013-07-25 | 2014-05-31 | 92.48 | % | 1 | 5000 | mg
Pemetrexed Disodium Heptahydra | Working | lilly | LT00209 | NQCL-WRS-P8-1 | NQCL-WRS-P8- | 1 | 2013-05-16 | 2015-06-28 | 79 | % | 1 | 900 | mg
Praziquantel | Working | bayer | R-2257-7A | NQCL-WRS-P6-2 | NQCL-WRS-P6- | 2 | 2013-08-01 | 2013-08-02 | 100 | % | 1 | 0 | mg
Proteolytic Enzyme | Working | elder pharmaceuticals ltd | DA-B12-04-000381/01463 | NQCL-WRS-P4-1 | NQCL-WRS-P4- | 1 | 2013-04-11 | 2013-11-14 | 2918.22 | iu/mg | 4 | 300 | mg
Pregabalin | Working | inventia | AWS-P07-04 | NQCL-WRS-P3-2 | NQCL-WRS-P3- | 2 | 2013-04-25 | 2015-07-31 | 99.7 | % | 1 | 0 | mg
Paracetamol | Working | Ajanta Pharma Limited | WS/P-09.15 | NQCL-WRS-P1-3 | NQCL-WRS-P1- | 3 | 2013-04-25 | 2014-03-14 | 99.8 | % | 1 | 0 | mg
Paracetamol | Working | Ajanta Pharma Limited | PA/1212136 | NQCL-WRS-P1-4 | NQCL-WRS-P1- | 4 | 2013-07-25 | 2014-03-15 | 99.47 | % | 1 | 0 | mg
Paracetamol | Working | coral laboratories ltd | 1204012 | NQCL-WRS-P1-5 | NQCL-WRS-P1- | 5 | 2013-05-15 | 2013-09-15 | 99.47 | % | 1 | 0 | mg
Nystatin | Working | Universal Corporation | WRSNN12-026 | NQCL-WRS-N2-1 | NQCL-WRS-N2- | 1 | 2012-07-10 | 2013-07-31 | 6826.22 | iu/mg | 1 | 300 | mg
Nevirapine | Working | Hetero Labs Limited | NAWS/13 | NQCL-WRS-N1-1 | NQCL-WRS-N1- | 1 | 2013-06-11 | 2015-01-31 | 99.8 | % | 1 | 0 | mg
Mometasone Furoate | Working | Universal Corporation | WRSME13-275 | NQCL-WRS-M9-1 | NQCL-WRS-M9- | 1 | 2013-08-31 | 2014-06-30 | 99.47 | % | 1 | 300 | mg
Mifepristone | Working | sun pharmaceuticals ltd | WS12014 | NQCL-WRS-M7-1 | NQCL-WRS-M7- | 1 | 2013-07-11 | 2014-01-23 | 99.9 | % | 1 | 0 | mg
Mifepristone | Working | sun pharmaceuticals ltd | 2109/WS/003 | NQCL-WRS-M7-2 | NQCL-WRS-M7- | 2 | 2013-04-25 | 2014-01-23 | 99.9 | % | 1 | 0 | mg
Montelukast Sodium | Working | msn labs ltd | MONWS1201 | NQCL-WRS-M6-2 | NQCL-WRS-M6- | 2 | 2014-04-30 | 2014-10-31 | 99.4 | % | 1 | 300 | mg
Cisplatin | Working | INTAS pharmaceuticals ltd | S CISP 131 | NQCL-WRS-C16-1 | NQCL-WRS-C16- | 1 | 2013-08-20 | 2014-05-09 | 100 | % | 1 | 300 | mg
Levofloxacin Hemihydrate | Working | msn labs ltd | LEVWS1201 | NQCL-WRS-L9-3 | NQCL-WRS-L9- | 3 | 2013-04-30 | 2014-08-26 | 100.2 | % | 1 | 300 | mg
Cetrizine Hydrochloride | Working | Medico Remedies pvt ltd | CTZ/063/12-13 | NQCL-WRS-C15-2 | NQCL-WRS-C15- | 2 | 2013-06-06 | 2014-04-20 | 99.87 | % | 1 | 1000 | mg
Cefaclor Monohydrate | Working | Medpharma | 6602020006 1 | NQCL-WRS-C8-2 | NQCL-WRS-C8- | 2 | 2013-06-13 | 2016-07-31 | 101.6 | % | 1 | 300 | mg
Cefoperazone Sodium | Working | Zeiss pharmaceuticalS | 3121211004 | NQCL-WRS-C9-1 | NQCL-WRS-C9- | 1 | 2013-06-04 | 2014-05-15 | 10000 | % | 1 | 9999.99 | mg
Ceftriaxone Sodium | Working | nirma ltd | RMU6110143 | NQCL-WRS-C2-4 | NQCL-WRS-C2- | 4 | 2013-06-25 | 2013-10-03 | 91.23 | % | 1 | 2000 | mg
Chondroitin Sulfate Sodium | Working | coral laboratories ltd | CS0709029 | NQCL-WRS-C10-1 | NQCL-WRS-C10- | 1 | 2014-07-25 | 2013-11-16 | 92.36 | % | 1 | 300 | mg
Capecitabine | Working | sun pharmaceuticals ltd | CPC/WRS/1286 | NQCL-WRS-C1-2 | NQCL-WRS-C1- | 2 | 2013-04-25 | 2013-12-30 | 98.98 | % | 1 | 0 | mg
Nitroxynil B.P VET | Working | NGL FINE- CHEM LTD | NX/A/13/023 | NQCL-WRS-N3-1 | NQCL-WRS-N3- | 1 | 1970-01-01 | 2016-03-31 | 100.82 | % | 1 | 300 | mg
Penicillin G sodium salt-1650 | Working | Sigma-Aldrich | 071MO741V | NQCL-WRS-N3-2 | NQCL-WRS-N3- | 2 | 1970-01-01 | 2014-09-30 | 1654 | iu/mg | 1 | 300 | mg
Vitamin D3 | Working | Sai Mirra innopharm private lt | WS-VID-0014 | NQCL-WRS-V4-1 | NQCL-WRS-V4- | 1 | 2013-03-19 | 2013-07-07 | 99.02 | % | 1 | 500 | mg
Vitamin A Palmitate | Working | Softgel healthcare private ltd | WS/056/13-01 | NQCL-WRS-V3-1 | NQCL-WRS-V3- | 1 | 2013-07-11 | 2014-06-07 | 102.82 | %:w/w | 1 | 2000 | mg
Toltrazuril | Working | bayer | T 31078 | NQCL-WRS-T5-2 | NQCL-WRS-T5- | 2 | 2013-08-01 | 1970-01-01 | 99 | % | 1 | 300 | mg
Teicoplanin | Working | lyka labs limited Ankleshwar | WS/TEICO/12/023 | NQCL-WRS-T4-1 | NQCL-WRS-T4- | 1 | 2013-06-06 | 2013-11-11 | 900 | iu/mg | 1 | 300 | mg
Tinidazole | Working | Medico Remedies pvt ltd | TNZ/13010053 | NQCL-WRS-T2-1 | NQCL-WRS-T2- | 1 | 2013-05-23 | 2017-12-31 | 99.55 | % | 1 | 0 | mg
Ibuprofen | Working | 0SS-CHEMIE (K) LTD | IBU/0211/A-1572 | NQCL-WRS-I1-2 | NQCL-WRS-I1- | 2 | 1970-01-01 | 2016-01-31 | 99.44 | % | 1 | 0 | mg
Ketoprofen | Working | Universal Corporation | WRS KN13-290 | NQCL-WRS-K1-1 | NQCL-WRS-K1- | 1 | 2013-08-01 | 2018-02-28 | 99.3 | % | 1 | 2000 | mg
Gonadoreline Diacetate 4H20 | Working | cevq | 12005841 | NQCL-WRS-G1-1 | NQCL-WRS-G1- | 1 | 2013-04-18 | 2015-11-30 | 99.01 | % | 1 | 300 | mg
Mebendazole | Working | Astra lifecare | QC/WS/001 | NQCL-WRS-M1-1 | NQCL-WRS-M1- | 1 | 2013-04-17 | 2014-03-31 | 99.46 | % | 1 | 300 | mg
Lumefantrine | Working | coral laboratories ltd | LUM812013 | NQCL-WRS-L1-2 | NQCL-WRS-L1- | 2 | 2013-05-15 | 2014-01-20 | 99.2 | % | 1 | 0 | mg
Lumefantrine | Working | coral laboratories ltd | LUM 812013 | NQCL-WRS-L1-3 | NQCL-WRS-L1- | 3 | 2013-07-25 | 2017-11-30 | 99.2 | % | 1 | 0 | mg
Mycophenolate Mofetil | Working | biocon | GOJ078 | NQCL-WRS-M3-1 | NQCL-WRS-M3- | 1 | 2013-04-18 | 2013-05-23 | 99.9 | % | 1 | 300 | mg
Metronidazole | Working | Astra lifecare | QC/WS/074 | NQCL-WRS-M2-2 | NQCL-WRS-M2- | 2 | 2013-04-17 | 2014-03-30 | 99.79 | % | 1 | 0 | mg
Brimonidine Tartrate | Working | indoco remedies ltd, GOA | RK12BRT019 | NQCL-WRS-B2-1 | NQCL-WRS-B2- | 1 | 2013-07-25 | 2015-04-11 | 99.1 | % | 1 | 300 | mg
Amodiaquine Hydrochloride | Working | Ipca Labs ltd | 2057Q2RJI | NQCL-WRS-A7-1 | NQCL-WRS-A7- | 1 | 2013-03-19 | 2014-10-12 | 92 | % | 1 | 300 | mg
Moxifloxacin Hydrochloride | Working | msn labs ltd | MOXWS1202 | NQCL-WRS-M10-3 | NQCL-WRS-M10- | 3 | 2013-10-01 | 2014-08-31 | 99.8 | % | 1 | 300 | mg
Hydroxyurea | Working | Sigma-Aldrich | SLBF7065V | NQCL-WRS-P10-2 | NQCL-WRS-P10- | 2 | 2013-08-31 | 1970-01-01 | 100 | % | 1 | 300 | mg
Eptifibatide Acetate | Working | Chengdu kaijie biopharm co. lt | 148031-34-9 | NQCL-WRS-E2-1 | NQCL-WRS-E2- | 1 | 2013-07-09 | 2014-11-03 | 99 | % | 1 | 300 | mg
Dorzolamide Hydrochloride | Working | indoco remedies ltd, GOA | DRL-12016 | NQCL-WRS-D4-1 | NQCL-WRS-D4- | 1 | 2013-07-25 | 2015-08-31 | 99.4 | % | 1 | 300 | mg
Drospirenone | Working | sun pharmaceuticals ltd | 1432/ws/002 | NQCL-WRS-D3-1 | NQCL-WRS-D3- | 1 | 2013-07-09 | 2014-01-31 | 99.3 | % | 1 | 300 | mg
Darunavir | Working | Hetero Labs Limited | DVPRS/A | NQCL-WRS-D2-1 | NQCL-WRS-D2- | 1 | 2013-04-11 | 2015-10-31 | 98.3 | % | 1 | 0 | mg
Amoxicillin | Working | Sigma-Aldrich | SLBC0896V | NQCL-WRS-A11-2 | NQCL-WRS-A11- | 2 | 1970-01-01 | 1970-01-01 | 98.3 | % | 1 | 0 | mg
Aripiprazole | Working | INTAS pharmaceuticals ltd | ap/ws/1203001 | NQCL-WRS-A3-1 | NQCL-WRS-A3- | 1 | 2013-05-09 | 2014-04-04 | 99.4 | % | 1 | 300 | mg
Aceclofenac | Working | Ajanta Pharma Limited | WS/A-20.10 | NQCL-WRS-A2-3 | NQCL-WRS-A2- | 3 | 2013-04-25 | 2013-12-16 | 99.9 | % | 1 | 0 | mg
Atorvastatin Calcium Trihydrat | Working | Bilim pharmaceuticals | DAB12-02-001146/02329 | NQCL-WRS-A6-2 | NQCL-WRS-A6- | 2 | 2013-07-11 | 2014-05-31 | 98.9 | % | 1 | 500 | mg
Artemether | Working | Sequent Research ltd | PS039621 | NQCL-WRS-A5-2 | NQCL-WRS-A5- | 2 | 2013-06-06 | 2014-03-20 | 99.9 | % | 1 | 0 | mg
Azithromycin Dihydrate | Working | Ajanta Pharma Limited | WS/A-14.15 | NQCL-WRS-A4-5 | NQCL-WRS-A4- | 5 | 2013-08-01 | 2014-02-10 | 975 | ?g/g | 1 | 300 | mg
Azithromycin Dihydrate | Working | INd-SwifT Ltd | 6030112008 | NQCL-WRS-A4-6 | NQCL-WRS-A4- | 6 | 2013-05-23 | 2013-11-30 | 92.73 | % | 1 | 300 | mg
Salbutamol Sulphate | Working | beta healthcare | 253/12/R | NQCL-WRS-S8-2 | NQCL-WRS-S8- | 2 | 2013-07-16 | 2017-12-31 | 100.35 | % | 1 | 300 | mg
Acetate std | Working | Merck serono | KF16059 | NQCL-WRS-P12-1 | NQCL-WRS-P12- | 1 | 2013-10-15 | 2014-05-31 | 96 | % | 1 | 9999.99 | mg
Cetrorelix degradation product | Working | Merck serono | EGO1125 | NQCL-WRS-P12-2 | NQCL-WRS-P12- | 2 | 2013-10-15 | 2014-06-30 | 92.2 | % | 1 | 9999.99 | mg
Terbinafine Hydrochloride | Working | Universal Corporation | WRS TE13-209 | NQCL-WRS-T8-2 | NQCL-WRS-T8- | 2 | 2013-08-22 | 2014-06-30 | 99.8 | % | 1 | 300 | mg
Sodium Feredetate bp | Working | Ajanta Pharma Limited | ws/s-20.07 | NQCL-WRS-S19-1 | NQCL-WRS-S19- | 1 | 2013-06-17 | 1970-01-01 | 99 | % | 1 | 500 | mg
Dexchlorpheniramine maleate bp | Working | Yash pharma laboratories pvt l | GW/DCM010113 | NQCL-WRS-D7-1 | NQCL-WRS-D7- | 1 | 2013-11-12 | 2014-07-04 | 98.99 | % | 1 | 1000 | mg
betamethasone diptopionate bp | Working | Yash pharma laboratories pvt l | BDI\CPL\03\13 | NQCL-WRS-b7-1 | NQCL-WRS-b7- | 1 | 2013-06-17 | 2016-02-29 | 98.1 | % | 1 | 30 | mg
Pramipexole Dihydrochloride Mo | Working | sun pharmaceuticals ltd | 1416/WS/004 | NQCL-WRS-P10-1 | NQCL-WRS-P10- | 1 | 2013-11-12 | 1970-01-01 | 93.3 | % | 1 | 500 | mg
Buparvaquone | Working | Sequent Research ltd | WS149-03 | NQCL-WRS-B8-1 | NQCL-WRS-B8- | 1 | 2013-11-12 | 2014-05-29 | 99.47 | % | 1 | 400 | mg
Moxifloxacin | Working | sun pharmaceuticals ltd | WS1309 | NQCL-WRS-M17-1 | NQCL-WRS-M17- | 1 | 2013-11-12 | 2014-07-30 | 98.8 | % | 1 | 0 | mg
Vitamin B12 | Working | Ajanta Pharma Limited | WS/C-09.13 | NQCL-WRS-V5-1 | NQCL-WRS-V5- | 1 | 2013-11-12 | 2014-05-14 | 99.1 | % | 1 | 200 | mg
Paracetamol | Working | Yash pharma laboratories pvt l | 3826/12 | NQCL-WRS-P1-6 | NQCL-WRS-P1- | 6 | 2013-11-12 | 2014-06-19 | 99.4 | % | 1 | 0 | mg
Caffeine | Working | Yash pharma laboratories pvt l | CB112215 | NQCL-WRS-C5-3 | NQCL-WRS-C5- | 3 | 2013-11-12 | 2014-06-27 | 99.5 | % | 1 | 0 | mg
Sodium Feredetate bp | Working | Ajanta Pharma Limited | WS/S.20.07 | NQCL-WRS-S19-2 | NQCL-WRS-S19- | 2 | 2013-11-12 | 2014-09-03 | 99 | % | 1 | 500 | mg
docetaxel | Working | sun pharmaceuticals ltd | S DOCE131 | NQCL-WRS-d8-1 | NQCL-WRS-d8- | 1 | 2013-11-12 | 2014-04-10 | 98.6 | % | 1 | 400 | mg
Sterile Artesunate | Working | Bliss Indasi Life Science Pvt. | SFP/13037 | NQCL-WRS-S20-1 | NQCL-WRS-S20- | 1 | 2013-11-28 | 2016-06-30 | 99.3 | % | 1 | 500 | mg
Montelukast Sodium | Working | cadila healthcare ltd | MB0420912 | NQCL-WRS-M6-3 | NQCL-WRS-M6- | 3 | 2013-11-26 | 2014-07-20 | 98.7 | % | 1 | 500 | mg
Ciprofloxacin Hcl | Working | Sandoz | E104-130114-2 | NQCL-WRS-C28-2 | NQCL-WRS-C28- | 2 | 2013-12-17 | 2014-07-31 | 93.3 | % | 2 | 500 | mg
Valsartan | Working | Hetero Labs Limited | VTWS/12 | NQCL-WRS-V1-2 | NQCL-WRS-V1- | 2 | 2013-11-28 | 2014-09-30 | 99.9 | % | 1 | 0 | mg
Ibuprofen | Working | Astra lifecare | QS/WS/002 | NQCL-WRS-I1-3 | NQCL-WRS-I1- | 3 | 2013-12-05 | 2016-05-31 | 99.46 | % | 1 | 0 | mg
Erythromycin Stearate | Working | Astra lifecare | OEST\NO130713 | NQCL-WRS-E9-1 | NQCL-WRS-E9- | 1 | 2013-11-26 | 2016-05-31 | 63.12 | % | 1 | 1000 | mg
Testosterone undecanoate | Working | Bayer healthcare | RS2361 | NQCL-WRS-T14-1 | NQCL-WRS-T14- | 1 | 2013-11-18 | 2015-10-31 | 99.7 | % | 1 | 500 | mg
Artemether | Working | Norvatis | H3076 | NQCL-WRS-A5-3 | NQCL-WRS-A5- | 3 | 2013-12-03 | 2014-04-30 | 100 | % | 1 | 0 | mg
Ondansetron Hydrochloride | Working | Wallace pharmaceuticals pvt.lt | OND/091012 | NQCL-WRS-O1-2 | NQCL-WRS-O1- | 2 | 2013-12-19 | 2014-12-07 | 99.96 | % | 1 | 6000 | mg
Gemcitabine | Working | khandelwal lab pvt ltd | GM-05 | NQCL-WRS-G4-1 | NQCL-WRS-G4- | 1 | 2013-12-19 | 2014-12-07 | 99.67 | % | 1 | 200 | mg
Midazolam | Working | Neon labos ltd | WSN-468 | NQCL-WRS-M18-1 | NQCL-WRS-M18- | 1 | 2013-11-14 | 2014-06-21 | 99.48 | % | 1 | 500 | mg
Permethrin | Working | Wallace pharmaceuticals pvt.lt | 134003083 | NQCL-WRS-P25-1 | NQCL-WRS-P25- | 1 | 2014-01-19 | 2018-08-31 | 99.48 | % | 1 | 200 | mg
PRASUGREL | Working | PRAWS1301 | PRAWS131 | NQCL-WRS-P26-1 | NQCL-WRS-P26- | 1 | 2013-12-03 | 2014-10-31 | 98.7 | % | 1 | 1000 | mg
Dimethicone Bp | Working | Sai Mirra innopharm private lt | WS-DIM-0001 | NQCL-WRS-D9-1 | NQCL-WRS-D9- | 1 | 2013-12-03 | 2014-06-05 | 99.2 | % | 1 | 300 | mg
Ibuprofen | Working | Astra lifecare | IN13050224 | NQCL-WRS-I1-4 | NQCL-WRS-I1- | 4 | 2013-11-20 | 2014-08-11 | 99.54 | % | 1 | 0 | mg
Artovastatin | Working | Medopharm | ATC/130213/0014 | NQCL-WRS-A19-1 | NQCL-WRS-A19- | 1 | 2013-12-05 | 2014-06-29 | 99.55 | % | 1 | 0 | mg
Sulbactam Sodium USP | Working | cadila healthcare ltd | QC/WS/SULB-01/13 | NQCL-WRS-S21-1 | NQCL-WRS-S21- | 1 | 2014-01-09 | 2014-11-08 | 89.7 | % | 1 | 300 | mg
Cefoperazone Sodium | Working | cadila healthcare ltd | QC/WS/CEFOP-01/13 | NQCL-WRS-C9-2 | NQCL-WRS-C9- | 2 | 2014-01-09 | 2014-10-14 | 90.8 | % | 1 | 300 | mg
Meropenem | Working | Sandoz | B215770 | NQCL-WRS-M8-2 | NQCL-WRS-M8- | 2 | 2014-01-09 | 2014-09-30 | 87.5 | % | 2 | 500 | mg
Azithromycin Dihydrate | Working | Unique pharmaceutical laborato | AZ065L11 | NQCL-WRS-A4-3 | NQCL-WRS-A4- | 3 | 2014-01-09 | 2015-11-30 | 96.21 | % | 1 | 500 | mg
Pioglitazone hcl | Working | Hetero Labs Limited | PHWS/13 | NQCL-WRS-P27-1 | NQCL-WRS-P27- | 1 | 2014-01-09 | 2015-11-30 | 99.7 | % | 1 | 1000 | mg
Eplerenone | Working | MSN Laboratories | PLWS1301 | NQCL-WRS-E10-1 |  | 1 | 2014-01-27 | 2015-02-28 | 99.7 | % | 1 | 0 | mg
Pantoprazole sodium | Working | DR. REDDY'S | ACGH003923 | NQCL-WRS-P29-1 |  | 1 | 2014-01-14 | 2015-07-31 | 99.5 | % | 1 | 500 | mg
Betamethasone Dipropionate | Working | shelys | ws 09/13 | NQCL-WRS-B9-0 |  | 0 | 2014-01-21 | 2014-08-31 | 100.7 | % | 1 | 500 | mg
Praziquantel Bp | Working | Ashish life science ltd | PRAZ/13/WS-31 | NQCL-WRS-P30-1 |  | 1 | 2014-01-21 | 2014-10-02 | 99.06 | % | 2 | 500 | mg
Sildenafil Citrate | Working | Bliss Indasi Life Science Pvt. | 2311020/2SC | NQCL-WRS-S1-0 |  | 0 | 2014-01-28 | 2014-08-09 | 99.79 | % | 1 | 1000 | mg
Ramipril | Working | Cadila pharmaceuticals ltd | QC/WS/RAMI-01/12 | NQCL-WRS-R2-0 |  | 0 | 2014-01-28 | 2014-06-03 | 99.3 | % | 1 | 200 | mg
Simvastatin | Working | Cadila pharmaceuticals ltd | QC/WS/SIMVA-01/12 | NQCL-WRS-S22-0 |  | 0 | 2014-01-28 | 2014-06-12 | 99.5 | % | 1 | 200 | mg
Atenolol | Working | Cadila pharmaceuticals ltd | QC/WS/ATEN-01/12 | NQCL-WRS-A20-1 |  | 1 | 2014-01-28 | 2014-06-17 | 99.2 | % | 1 | 0 | mg
Atenolol | Working | Cadila pharmaceuticals ltd | QC/WS/ATEN-01/12 | NQCL-WRS-A20-0 |  | 0 | 2014-01-28 | 2014-06-17 | 99.2 | % | 1 | 0 | mg
Levonorgestrel | Working | Famy care ltd | WS/L-01.03 | NQCL-WRS-L4-0 |  | 0 | 2014-01-23 | 2014-10-28 | 100 | % | 1 | 0 | mg
Donepezil hydrochloride | Working | Hetero Labs Limited | DHWS/13 | NQCL-WRS-D10-1 |  | 1 | 2014-01-23 | 2015-06-06 | 99.6 | % | 1 | 1000 | mg
Sodium carboxy methyl | Working | sun pharmaceuticals ltd | WS13017 | NQCL-WRS-S23-1 |  | 1 | 2013-11-26 | 2014-09-12 | 99.9 | % | 1 | 200 | mg
Sodium carboxy methyl | Working | sun pharmaceuticals ltd | WS13017 | NQCL-WRS-S23-0 |  | 0 | 2013-11-26 | 2014-09-12 | 99.9 | % | 1 | 200 | mg
Vecuronium Bromide | Working | Neon labos ltd | WSN-384A | NQCL-WRS-V6-1 |  | 1 | 2013-11-14 | 2014-05-30 | 99.7 | % | 1 | 300 | mg
Vecuronium Bromide | Working | Neon labos ltd | WSN-384A | NQCL-WRS-V6-0 |  | 0 | 2013-11-14 | 2014-05-30 | 99.7 | % | 1 | 300 | mg
Oxytocin solution | Working | Neon labos ltdWSN-340A | WSN-340A | NQCL-WRS-O7-1 |  | 1 | 2013-09-14 | 2014-03-18 | 98.72 | % | 1 | 500 | mg
Carbamazepine bp | Working | Astra lifecare | QC/WS/077 | NQCL-WRS-C29-1 |  | 1 | 2013-11-26 | 2014-09-06 | 99.44 | % | 1 | 300 | mg
Linezolid | Working | Macleods pharmaceuticals ltd | BWS130401000 | NQCL-WRS-L10-1 |  | 1 | 2014-01-14 | 2014-03-31 | 99.4 | % | 1 | 0 | mg
Linezolid | Working | Macleods pharmaceuticals ltd | BWS130401000 | NQCL-WRS-L10-0 |  | 0 | 2014-01-14 | 2014-03-31 | 99.4 | % | 1 | 0 | mg
Aledronate sodium usp | Working | Ipca Labs ltd | 3001ANYI | NQCL-WRS-A22-1 |  | 1 | 2013-11-21 | 2015-07-24 | 83.3 | % | 1 | 300 | mg
Diclofenac Diethylamine | Working | Marion biotech pvt ltd | DD02/13/018 | NQCL-WRS-D11-1 |  | 1 | 2013-12-28 | 2014-08-22 | 99.27 | % | 1 | 300 | mg
Metronidazole Benzoate | Working | Marion biotech pvt ltd | MBO/13060293 | NQCL-WRS-M11-1 |  | 1 | 2013-11-28 | 2014-08-13 | 98.98 | % | 1 | 300 | mg
Neostigmine methyl sulphate | Working | Sai Mirra innopharm private lt | WSN-432A | NQCL-WRS-N5-1 |  | 1 | 2013-11-14 | 2014-07-21 | 99.38 | % | 1 | 300 | mg
Neostigmine methyl sulphate | Working | Sai Mirra innopharm private lt | WSN-432A | NQCL-WRS-N5-0 |  | 0 | 2013-11-14 | 2014-07-21 | 99.38 | % | 1 | 300 | mg
Alginic acid bp | Working | Sai Mirra innopharm private lt | WS-ALG-0006 | NQCL-WRS-A23-1 |  | 1 | 2013-11-14 | 2014-04-12 | 23.92 | % | 2 | 300 | mg
Alginic acid bp | Working | Sai Mirra innopharm private lt | WS-ALG-0006 | NQCL-WRS-A23-0 |  | 0 | 2013-11-14 | 2014-04-12 | 23.92 | % | 2 | 300 | mg
Fluconazole | Working | Universal corp ltd | WRSFEI3-204 | NQCL-WRS-F1-0 |  | 0 | 2013-12-19 | 2014-10-31 | 99.71 | % | 1 | 0 | mg
furosemide | Working | Astra lifecare | QC/WS/015 | NQCL-WRS-f5-0 |  | 0 | 2013-11-26 | 2014-08-30 | 9.6 | % | 1 | 300 | mg
Alprazolam3 | Working | Pfizer | 090047-QCS | NQCL-WRS-A24-1 |  | 1 | 2013-12-10 | 2014-02-28 | 100 | % | 1 | 100 | mg
neomycin | Working | shelys | ws 10/13 | NQCL-WRS-n6-1 |  | 1 | 2014-01-21 | 2015-05-31 | 625 | iu/mg | 1 | 2000 | mg
Oxiliplatin Bp | Working | khandelwal lab pvt ltd | Xp-05 | NQCL-WRS-O9-1 |  | 1 | 2013-12-19 | 2014-12-06 | 99.8 | % | 1 | 200 | mg
Tamsulosin hydrochloride ep | Working | Macleods pharmaceuticals ltd | DWS130802700 | NQCL-WRS-T15-1 |  | 1 | 2014-01-23 | 2014-07-31 | 100 | % | 1 | 300 | mg
Gliclazide | Working | panacea Biotec | WS/GOI-08 | NQCL-WRS-G5-1 |  | 1 | 2013-10-24 | 2014-02-22 | 99.4 | % | 1 | 0 | mg
Vitamin B6 | Working | Ajanta Pharma Limited | WS/P-07.12 | NQCL-WRS-V8-1 |  | 1 | 2013-12-08 | 2014-06-27 | 99.4 | % | 1 | 200 | mg
Clavulanate Potassium | Working | Laborate Pharmaceuticals India | 3571305032 | NQCL-WRS-C14-0 |  | 0 | 2014-02-04 | 2016-04-30 | 43.73 | % | 1 | 500 | mg
Amoxicillin Usp | Working | Laborate Pharmaceuticals India | 1301189 | NQCL-WRS-A25-1 |  | 1 | 2014-02-04 | 2017-12-31 | 99.86 | % | 1 | 500 | mg
Amoxicillin Usp | Working | Laborate Pharmaceuticals India | 1301189 | NQCL-WRS-A25-0 |  | 0 | 2014-02-04 | 2017-12-31 | 99.86 | % | 1 | 500 | mg
Sildenafil citrate IH | Working | inventia | AWS-S02-04 | NQCL-WRS-S24-1 |  | 1 | 2014-02-06 | 2014-06-17 | 98.1 | % | 1 | 500 | mg
Sildenafil citrate IH | Working | inventia | AWS-S02-04 | NQCL-WRS-S24-0 |  | 0 | 2014-02-06 | 2014-06-17 | 98.1 | % | 1 | 500 | mg
Tylosin | Working | shenyang Animal health pdt | 120512 | NQCL-WRS-T16-1 |  | 1 | 2014-02-06 | 2015-05-11 | 9891 | iu/mL | 1 | 200 | mg
Valsartan Usp | Working | cadila healthcare ltd | L0L195 | NQCL-WRS-V9-1 |  | 1 | 2014-02-06 | 2015-06-30 | 98.5 | % | 1 | 300 | mg
Valsartan Usp | Working | cadila healthcare ltd | L0L195 | NQCL-WRS-V9-0 |  | 0 | 2014-02-06 | 2015-06-30 | 98.5 | % | 1 | 300 | mg
Cetrizine Hydrochloride | Working | Sai Mirra innopharm private lt | WS-CET-0013 | NQCL-WRS-C15-1 |  | 1 | 2014-02-06 | 2014-08-22 | 99.94 | % | 1 | 500 | mg
Ambroxol Hydrochloride | Working | Sai Mirra innopharm private lt | WS-AMB-0013 | NQCL-WRS-A26-1 |  | 1 | 2014-02-06 | 2014-11-11 | 100.09 | % | 1 | 300 | mg
Methyl salicylate | Working | Troikaa pharamaceuticals ltd | WS/T-010/13/A | NQCL-WRS-M20-1 |  | 1 | 2014-02-06 | 2019-06-30 | 99.71 | % | 1 | 300 | mg
Methyl salicylate | Working | Troikaa pharamaceuticals ltd | WS/T-010/13/A | NQCL-WRS-M20-0 |  | 0 | 2014-02-06 | 2014-09-07 | 99.71 | % | 1 | 300 | mg
Menthol Usp | Working | Troikaa pharamaceuticals ltd | WS/T-011/13A | NQCL-WRS-M21-1 |  | 1 | 2014-02-06 | 2014-09-08 | 100 | % | 1 | 500 | mg
Menthol Usp | Working | Troikaa pharamaceuticals ltd | WS/T-011/13A | NQCL-WRS-M21-0 |  | 0 | 2014-02-06 | 2014-09-08 | 100 | % | 1 | 500 | mg
Absolutealcohol | Working | Troikaa pharamaceuticals ltd | WS/T-027/13/A | NQCL-WRS-A28-0 |  | 0 | 2014-02-06 | 2014-08-29 | 100 | % | 1 | 500 | mL
ClindamycinHydrochloride | Working | La pristine pharmaceutical co. | 130103X5 | NQCL-WRS-C35-1 |  | 1 | 2014-02-04 | 2015-12-31 | 94.98 | % | 1 | 300 | mg
VaxiRab | Working | cadila healthcare ltd | MA1425 | NQCL-WRS-V10-1 |  | 1 | 2014-02-06 | 2015-02-06 | 7 | iu/mL | 2 | 100 | mg
Lananoprost | Working | Ajanta Pharma Limited | WS/L-12.9 | NQCL-WRS-L6-1 |  | 1 | 2014-03-04 | 2015-02-13 | 99.6 | % | 1 | 300 | mg
Lananoprost | Working | Ajanta Pharma Limited | WS/L-12.9 | NQCL-WRS-L6-0 |  | 0 | 2014-03-04 | 2015-02-13 | 99.6 | % | 1 | 300 | mg
Timolol Maleate | Working | Ajanta Pharma Limited | WS/T-02.12 | NQCL-WRS-T6-0 |  | 0 | 2014-03-04 | 2014-07-31 | 99.6 | % | 1 | 300 | mg
Sodium Citrate | Working | beta healthcare | 1235211 | NQCL-WRS-S3-1 |  | 1 | 2014-02-27 | 2016-01-31 | 100.48 | % | 1 | 500 | mg
sodiumbicarbonate | Working | beta healthcare | 4300D50072013266 | NQCL-WRS-s25-1 |  | 1 | 2014-02-27 | 2016-10-31 | 100.5 | % | 1 | 300 | mg
Sodium Alginate | Working | beta healthcare | 1235211 | NQCL-WRS-S26-0 |  | 0 | 2014-02-27 | 2014-12-31 | 0 | % | 1 | 500 | mg
Ammonium chloride | Working | beta healthcare | 100553 | NQCL-WRS-A29-1 |  | 1 | 2014-02-27 | 2016-10-04 | 99.43 | % | 1 | 300 | mg
Ammonium chloride | Working | beta healthcare | 100553 | NQCL-WRS-A29-0 |  | 0 | 2014-02-27 | 2016-10-04 | 99.43 | % | 1 | 300 | mg
Dicyclomine Hydrochloride | Working | Cadila pharmaceuticals ltd | QC/WS/DICY.01/14 | NQCL-WRS-D12-0 |  | 0 | 2014-03-04 | 2016-02-19 | 99.4 | % | 1 | 300 | mg
Indapamide | Working | cosmos ltd | WRS-104/01 | NQCL-WRS-I7-1 |  | 1 | 2014-02-20 | 2014-09-14 | 98.3 | % | 1 | 0 | mg
Isoniazid | Working | YURIA-PHARMA | 13243/INH | NQCL-WRS-I8-1 |  | 1 | 2014-03-06 | 2014-10-31 | 99.8 | % | 1 | 0 | mg
Levofloxacin Hemihydrate | Working | YURIA-PHARMA | ZFOOW1207005 | NQCL-WRS-L9-1 |  | 1 | 2014-03-06 | 2014-11-30 | 99.1 | % | 1 | 300 | mg
Levofloxacin Hemihydrate | Working | YURIA-PHARMA | ZFOOW1207005 | NQCL-WRS-L9-0 |  | 0 | 2014-03-06 | 2014-11-30 | 99.1 | % | 1 | 300 | mg
Ethambutol hydrochloride | Working | Lupin | 122501557 | NQCL-WRS-E12-1 |  | 1 | 2014-03-06 | 2017-11-30 | 99.1 | % | 1 | 300 | mg
Sodium aminosalicylate dehydra | Working | YURIA-PHARMA | M 120808 | NQCL-WRS-S28-1 |  | 1 | 2014-03-06 | 2014-02-28 | 99.66 | % | 1 | 300 | mg
Rosuvastatin Calcium | Working | Macleods pharmaceuticals ltd | E/9971/A14001 | NQCL-WRS-R1-0 |  | 0 | 2014-07-17 | 2015-08-24 | 96 | % | 2 | 300 | mg
EFAVIRENZ | Working | Aurobindo Pharma LTD | 07ws13000075 | NQCL-WRS-E15-1 |  | 1 | 2014-06-16 | 2014-08-03 | 99.7 | % | 1 | 0 | mg
Olmesartan Medoxomil | Working | Macleods pharmaceuticals ltd | IWSI40301400 | NQCL-WRS-O11-1 |  | 1 | 2014-07-17 | 2015-02-28 | 99.6 | % | 1 | 300 | mg
Pantoprazole Sodiumsesquihydra | Working | Sigmatec pharmaceuticals | ACGH003923 | NQCL-WRS-P11-0 |  | 0 | 2014-07-10 | 2015-07-31 | 99.5 | % | 1 | 300 | mg
SIMETHICONE | Working | KOTRA PHARMA SDN BHD | WS13052 | NQCL-WRS-S29-1 |  | 1 | 2014-06-24 | 2014-09-30 | 94.2 | % | 2 | 200 | mg
SIMETHICONE | Working | KOTRA PHARMA SDN BHD | WS13052 | NQCL-WRS-S29-0 |  | 0 | 2014-06-24 | 2014-09-30 | 94.2 | % | 2 | 200 | mg
Vancomycin Hcl Sterile | Working | Sigmatec for pharmaceuticals | A3520136 | NQCL-WRS-V11-1 |  | 1 | 2014-07-10 | 2016-02-29 | 1048 | % | 1 | 300 | mg
Pregabalin | Working | INd-SwifT Ltd | PRG-1 | NQCL-WRS-P3-0 |  | 0 | 2014-06-24 | 2014-12-31 | 99.35 | % | 1 | 0 | mg
NIfuratel | Working | Prime European Therapeuticals | 22045W013 | NQCL-WRS-N7-1 |  | 1 | 2014-07-10 | 2014-09-30 | 99.1 | % | 2 | 200 | mg
Nibivolol hcl | Working | msn labs ltd | NEBWSI301 | NQCL-WRS-N8-1 |  | 1 | 2014-07-17 | 2015-11-30 | 98.99 | % | 1 | 300 | mg
Lacosamide | Working | msn labs ltd | LACWS1301 | NQCL-WRS-L12-1 |  | 1 | 2014-06-25 | 2015-05-31 | 99.51 | % | 3 | 300 | mg
Montelukast Sodium | Working | Aurobindo Pharma LTD | 07WS14000034 | NQCL-WRS-M6-1 |  | 1 | 2014-06-26 | 2014-04-09 | 100.4 | % | 1 | 300 | mg
Mometasone Furoate Monohydrate | Working | lek | B228732 | NQCL-WRS-M26-1 |  | 1 | 2014-07-03 | 2014-12-31 | 96.5 | % | 1 | 300 | mg
Zinc Sulphate monohydrate | Working | Sai Mirra innopharm private lt | WS-ZIN-0014 | NQCL-WRS-Z3-1 |  | 1 | 2014-06-26 | 2014-12-15 | 99.91 | % | 1 | 300 | mg
Levosulpiride | Working | Icrom | SP-116 | NQCL-WRS-L13-1 |  | 1 | 2014-07-17 | 2017-03-31 | 99.9 | % | 1 | 0 | mg
Fluticasone propionate Bp | Working | glenmark | WSI/009/13-A | NQCL-WRS-F6-1 |  | 1 | 2014-07-15 | 2017-02-28 | 99.1 | % | 1 | 200 | mg
Formoteral Fumerate dihydrate | Working | glenmark | WSI/013/14 | NQCL-WRS-F7-1 |  | 1 | 2014-07-08 | 2018-05-31 | 94.9 | % | 1 | 300 | mg
Dextromethorphan Hydrobromide | Working | KOTRA PHARMA SDN BHD | WS13070 | NQCL-WRS-D14-1 |  | 1 | 2014-06-24 | 2015-12-12 | 95.2 | % | 1 | 300 | mg
Olapatadine hydrochloride | Working | Popular pharmaceuticals ltd | WS/13(2)/132 | NQCL-WRS-O13-1 |  | 1 | 2014-07-22 | 2016-04-13 | 99.9 | % | 1 | 300 | mg
Doripenem Monohydrate | Working | Aurobindo Pharma LTD | WDS01114 | NQCL-WRS-D15-1 |  | 1 | 2014-07-22 | 2015-07-07 | 95.1 | % | 1 | 300 | mg
Isoconazole Nitrate | Working | Bilim pharmaceuticals | 0512004M | NQCL-WRS-I9-1 |  | 1 | 2014-07-22 | 2015-01-31 | 99.9 | % | 1 | 300 | mg
Diflucortolone Valearate | Working | Bilim pharmaceuticals | 2139VMOC0051222 | NQCL-WRS-D16-1 |  | 1 | 2014-07-22 | 2015-01-31 | 98.2 | % | 1 | 500 | mg
Flurbiprofen | Working | Bilim pharmaceuticals | FBPN121106-C | NQCL-WRS-F8-1 |  | 1 | 2014-07-22 | 2015-01-31 | 99.4 | % | 1 | 0 | mg
Loteprednol Etabonate | Working | Popular pharmaceuticals ltd | WS/14/245 | NQCL-WRS-L14-1 |  | 1 | 2014-07-22 | 2016-08-03 | 99.3 | % | 1 | 300 | mg
Esomeprazole Sodium | Working | Popular pharmaceuticals ltd | WS/13/221 | NQCL-WRS-E6-0 |  | 0 | 2014-07-22 | 2017-03-31 | 98.22 | % | 1 | 300 | mg
Bosentan Monohydrate | Working | MSN Laboratories | BNWS1301 | NQCL-WRS-B11-1 |  | 1 | 2014-07-17 | 2015-05-31 | 99.7 | % | 1 | 300 | mg
Bisoprolol Fumerate | Working | Aurobindo Pharma LTD | 03WS13000060 | NQCL-WRS-B12-1 |  | 1 | 2014-07-09 | 2015-05-14 | 99.6 | % | 1 | 300 | mg
Cefotaxime sodium | Working | Sance lab private ltd,Kozhuvan | 304112050 | NQCL-WRS-C21-1 |  | 1 | 2014-07-10 | 2017-11-30 | 96.28 | % | 1 | 300 | mg
Clorsulon | Working | Dr.Ehrenstorfer | 10607 | NQCL-WRS-C12-0 |  | 0 | 2014-06-26 | 2015-08-22 | 99.2 | % | 2 | 100 | mg
Sidolosin | Working | MSN Laboratories | SILWS1301 | NQCL-WRS-S30-1 |  | 1 | 2014-07-22 | 2014-12-31 | 99.094 | % | 1 | 500 | mg
Gentamycin Sulphate | Working | shelys | 10082265 | NQCL-WRS-G6-1 |  | 1 | 2014-07-10 | 2014-07-31 | 669 | iu/mg | 1 | 500 | mg
BETA Artemether | Working | Defra Pharma | 3010AR14RII | NQCL-WRS-B13-1 |  | 1 | 2014-07-22 | 2015-05-12 | 100 | % | 1 | 9999.99 | mg
Cefuroxime Axetil | Working | Softgel healthcare private ltd | BG56789 | NQCL-WRS-C3-1 |  | 1 | 2014-08-18 | 2014-08-24 | 98 | % | 1 | 300 | mg
Cetirizine Hydrochloride | Working | shelys | CTZ/033/13-14 | NQCL-WRS-C7-1 |  | 1 | 2014-07-10 | 2019-02-28 | 99.99 | % | 1 | 300 | mg
Lumefantrine | Working | shelys | 3011LU7JM | NQCL-WRS-L1-0 |  | 0 | 2014-07-10 | 2018-07-31 | 99.1 | % | 1 | 0 | mg
Acyclovir | Working | Hetero drus Limited | ACWS/14 | NQCL-WRS-A32-1 |  | 1 | 2014-08-14 | 2016-05-01 | 99.7 | % | 1 | 0 | mg
Glycopyrrolate | Working | Neon labos ltd | WSN-534 | NQCL-WRS-G7-1 |  | 1 | 2014-08-14 | 2015-03-06 | 99.87 | % | 1 | 500 | mg
Glucosamine | Working | Bio gen | GHCLWS0114 | NQCL-WRS-G8-1 |  | 1 | 2014-08-07 | 2014-12-31 | 99.35 | % | 1 | 200 | mg
Chlorpheniramine Maleate Bp | Working | Ajanta Pharma Limited | WS/C-06.10 | NQCL-WRS-C30-1 |  | 1 | 2014-08-14 | 2014-12-16 | 100 | % | 1 | 100 | mg
Beclomethasone Dipropionate | Working | glenmark | wsi/001/14 | NQCL-WRS-B14-1 |  | 1 | 2014-08-19 | 2015-05-02 | 97.9 | % | 1 | 300 | mg
Ascorbic acid | Working | Ajanta Pharma Limited | WS/A-16.18 | NQCL-WRS-A34-1 |  | 1 | 2014-08-19 | 2015-03-31 | 99.8 | % | 1 | 200 | mg
Ibandrinic acid salt Monosodiu | Working | sun pharmaceuticals ltd | AHLIBAFL012 | NQCL-WRS-I12-1 |  | 1 | 2014-08-07 | 2014-10-30 | 94.73 | % | 1 | 100 | mg
Sitagliptin | Working | PharmaEvo (pvt.) Ltd | 140409 | NQCL-WRS-S31-1 |  | 1 | 2014-08-19 | 2016-04-09 | 94.883 | % | 1 | 0 | mg
Mefenamic Acid | Working | navketan pharma pvt ltd | WSBP/17/2014 | NQCL-WRS-M28-1 |  | 1 | 2014-04-28 | 2014-12-31 | 99 | % | 1 | 300 | mg
Omeprazole | Working | akriti pharmaceuticals Pvt. lt | OM/E-495/10 | NQCL-WRS-O14-1 |  | 1 | 2014-03-28 | 2014-09-15 | 98.96 | % | 1 | 0 | mg
Montelukast Sodium | Working | Aurobindo Pharma LTD | 07WS14000034 | NQCL-WRS-M6-0 |  | 0 | 2014-06-26 | 2015-04-09 | 100.4 | % | 1 | 300 | mg
Lidocaine hcl | Working | Galentic Pharma (India) Pvt.Lt | GWS 016/13 | NQCL-WRS-L15-1 |  | 1 | 2014-04-28 | 2015-02-17 | 93.04 | % | 1 | 300 | mg
Clopidogrel Bisulphate | Working | INTAS pharmaceuticals ltd | S CLOP 131 | NQCL-WRS-C13-1 |  | 1 | 2014-06-17 | 2014-12-07 | 99.4 | % | 1 | 300 | mg
CALCITROL | Working | Splendid lab | SLS-CLC-827 | NQCL-WRS-C40-1 |  | 1 | 2014-06-24 | 2016-04-03 | 99.48 | % | 1 | 200 | mg
Aspirin | Working | INTAS pharmaceuticals ltd | S ASPI 141 | NQCL-WRS-A14-1 |  | 1 | 2014-06-17 | 2015-01-28 | 99.4 | % | 1 | 0 | mg
Allopurinol | Working | Flamingo | s/ALLO-14/04 | NQCL-WRS-A36-1 |  | 1 | 2014-05-29 | 2015-03-17 | 99.13 | % | 1 | 300 | mg
Ammonium Iron 2 Sulphate | Working | Barque pharmaceuticals ltd | WS/VAL/18 | NQCL-WRS-A37-1 |  | 1 | 2014-05-12 | 2019-03-31 | 100.4 | % | 1 | 300 | mg
Cefuroxime Sodium Sterile | Working | Shenzen Salubris Co.ltd | YW-130413 | NQCL-WRS-C41-1 |  | 1 | 2014-04-30 | 2016-03-31 | 91.59 |  | 1 | 300 | mg
Chlorhexedine Gluconate | Working | akriti pharmaceuticals Pvt. lt | 12BPLS/CHGL001 | NQCL-WRS-C42-1 |  | 1 | 2014-03-28 | 2016-11-30 | 0 |  | 1 | 20 | mL
Candesartan Cilexetil | Working | matrix laboratories ltd | CDS(426)107 | NQCL-WRS-C44-1 |  | 1 | 2014-06-05 | 2015-06-05 | 99.5 | % | 2 | 200 | mg
Cetirizine Dihydrochloride | Working | akriti pharmaceuticals Pvt. lt | 12CTH018 | NQCL-WRS-C45-1 |  | 1 | 2014-02-28 | 2016-02-29 | 99.445 |  | 1 | 300 | mg
Carvedilol | Working | akriti pharmaceuticals Pvt. lt | LC-060/12 | NQCL-WRS-C37-1 |  | 1 | 2014-03-28 | 2015-04-30 | 100.02 |  | 1 | 0 | mg
Chlorhexidine Hydrochloride | Working | Stedman pharmaceuticals ltd | STED/QC/WS/009 | NQCL-WRS-C46-1 |  | 1 | 2014-03-20 | 2014-12-31 | 98.96 | % | 1 | 20 | mL
Hypermellose | Working | FDC LTD | ws1409 | NQCL-WRS-H4-1 |  | 1 | 2014-04-24 | 2018-06-25 | 97.9 | % | 1 | 200 | mg
Belcometasone | Working | akriti pharmaceuticals Pvt. lt | GPBLC-020412 | NQCL-WRS-B15-1 |  | 1 | 2014-03-28 | 2016-03-31 | 98.68 |  | 1 | 300 | mg
Silver sulfadiazide | Working | akriti pharmaceuticals Pvt. lt | 2011006 | NQCL-WRS-S17-1 |  | 1 | 2014-03-28 | 2015-09-30 | 0 | % | 1 | 300 | mg
Tigecycline | Working | Gufic stridden Biopharma ltd | WS/TIG/44/02 | NQCL-WRS-T17-1 |  | 1 | 2014-04-28 | 2014-12-31 | 97.87 |  | 1 | 300 | mg
Tazobactam | Working | Sandoz | 02/14 | NQCL-WRS-T18-1 |  | 1 | 2014-04-28 | 2015-02-28 | 99.7 |  | 1 | 300 | mg
Ketorolac Tromethamine | Working | Cadila pharmaceuticals ltd | QC/WS/KETO.-01/14 | NQCL-WRS-K3-1 |  | 1 | 2014-04-10 | 2016-02-19 | 99.9 | % | 1 | 300 | mg
Mecobalamine Jp | Working | CCL PHARMACEUTICALS | 3130913 | NQCL-WRS-M29-1 |  | 1 | 2014-04-10 | 2016-09-30 | 90 | % | 1 | 300 | mg
Lansoprazole Usp | Working | akriti pharmaceuticals Pvt. lt | LS00811212 | NQCL-WRS-L18-1 |  | 1 | 2014-03-28 | 2015-11-30 | 0 | % | 1 | 300 | mg
MethylPrednisolone Hemisuccina | Working | sun pharmaceuticals ltd | WS13140 | NQCL-WRS-M30-1 |  | 1 | 2014-06-11 | 2018-10-22 | 97.7 |  | 1 | 200 | mg
Fenbendazole bp | Working | Ashsh life science pvt ltd | FENB/13/WS-30 | NQCL-WRS-F4-1 |  | 1 | 2014-08-12 | 2018-04-30 | 99.27 | % | 1 | 300 | mg
Xylometazoline Hcl | Working | Amman Pharmaceutical Industrie | 7012401 | NQCL-WRS-X1-1 |  | 1 | 2014-04-29 | 2016-10-31 | 100.5 | % | 1 | 300 | mg
Zoledronic Acid Monohydrate | Working | wockhardt | ZLD/A-487/033 | NQCL-WRS-Z4-1 |  | 1 | 2014-05-01 | 2014-10-14 | 93.9 | % | 1 | 300 | mg
Iodinated povidone | Working | Stedman pharmaceuticals ltd | STED/QC/WS/044 | NQCL-WRS-I13-1 |  | 1 | 2014-03-13 | 2016-05-31 | 11.19 | % | 1 | 300 | mg
Caspofungin acetate | Working | Gufic stridden Biopharma ltd | WS/CAS/57/02 | NQCL-WRS-C43-1 |  | 1 | 2014-05-06 | 2015-05-13 | 89.93 |  | 1 | 200 | mg
Methyl prednisolone sodium suc | Working | stridden biopharma ltd | WS/MPS/USP/70/01 | NQCL-WRS-M31-1 |  | 1 | 2014-04-28 | 2014-12-31 | 99.56 |  | 1 | 300 | mg
Amikacin Sulphate | Working | Laborate Pharmaceuticals India | AMS130874 | NQCL-WRS-A38-1 |  | 1 | 2014-05-06 | 2014-12-12 | 98.97 |  | 1 | 300 | mg
Dexamethasone sodium phosphate | Working | Laborate Pharmaceuticals India | GPDSP-090613 | NQCL-WRS-D17-1 |  | 1 | 2014-05-06 | 2016-01-01 | 87.06 | % | 1 | 300 | mg
Azelastine Hcl | Working | sun pharmaceuticals ltd | WS11039 | NQCL-WRS-A35-1 |  | 1 | 2014-08-12 | 2014-10-31 | 99.1 |  | 1 | 300 | mg
Telmisartan | Working | msn labs ltd | TELWS1202 | NQCL-WRS-T3-0 |  | 0 | 2014-09-11 | 2015-05-31 | 0 |  | 2 | 0 | mg
Filgrastim | Working | biosciences td | 12-GCSF-034-020 | NQCL-WRS-F11-1 |  | 1 | 2014-08-28 | 2015-04-30 | 0 | % | 1 | 200 | mg
ONDANSETRON HYDROCHLORIDE DIHY | Working | Neon labos ltd | WSN-475A | NQCL-WRS-O15-1 |  | 1 | 2014-09-04 | 2015-02-10 | 99.62 | % | 1 | 300 | mg
Amoxicillin Trihydrate | Working | Laborate Pharmaceuticals India | A20111305047 | NQCL-WRS-A1-1 |  | 1 | 2014-09-18 | 2015-02-11 | 98.24 | % | 1 | 300 | mg
LATANOPROST | Working | indoco remedies ltd, GOA | WS/LAC-S/001 | NQCL-WRS-L19-1 |  | 1 | 2014-08-28 | 2014-12-31 | 98.8 | % | 1 | 300 | mg
Captopril | Working | Flamingo | S/CAPT-14/04 | NQCL-WRS-C47-1 |  | 1 | 2014-10-02 | 2015-05-07 | 99.48 | % | 1 | 300 | mg
Ceftazidime pentahydrate | Working | Sandoz | B0565B1 | NQCL-WRS-C20-1 |  | 1 | 2014-08-28 | 2016-02-29 | 85.8 | % | 1 | 300 | mg
RIVAROXABAN | Working | Bayer healthcare | BXR5PAX | NQCL-WRS-R7-1 |  | 1 | 2014-09-25 | 2015-08-30 | 99.9 | % | 1 | 300 | mg
ESIDREX HYDROCHLOROTHIAZIDE | Working | Norvatis | H3020 | NQCL-WRS-E16-1 |  | 1 | 2014-10-11 | 2015-02-28 | 0 | % | 1 | 300 | mg
Tadalafil | Working | lilly | RS0534 | NQCL-WRS-T1-0 |  | 0 | 2014-10-16 | 2014-10-28 | 99.6 | % | 1 | 0 | mg
Diphenhyramine hydrochloride | Working | KOTRA PHARMA SDN BHD | ws14023 | NQCL-WRS-D18-1 |  | 1 | 2014-09-16 | 2016-05-17 | 100.01 |  | 1 | 300 | mg
Pyridoxine hydrochloride | Working | jiangxi sentai pharmaceutical | 239 R 14 | NQCL-WRS-P20-1 |  | 1 | 2014-10-17 | 2016-12-05 | 99.76 | % | 1 | 300 | mg
Thiamine Mononitrate | Working | Jiangsu brother vitamins co.lt | 201403095 | NQCL-WRS-T19-1 |  | 1 | 2014-10-17 | 2017-03-16 | 99.6 | % | 1 | 300 | mg
domperidone maleate | Working | srikrishna pharmaceuticals | 284 R 14 | NQCL-WRS-d19-1 |  | 1 | 2014-10-17 | 2019-01-31 | 100.3 | % | 1 | 200 | mg
CYANOCOBALAMINE | Working | BIOPHARMA | 498 R 14 | NQCL-WRS-C48-1 |  | 1 | 2014-10-17 | 2016-03-20 | 0.09996 | % | 1 | 200 | mg
Ibandronate Sodium | Working | Macleods pharmaceuticals ltd | IWS140704200 | NQCL-WRS-I14-1 |  | 1 | 2014-09-18 | 2015-06-30 | 100 | % | 1 | 300 | mg
Emtricitabine | Working | Aurobindo Pharma LTD | 03WS14000040 | NQCL-WRS-E11-1 |  | 1 | 2014-10-02 | 2015-04-11 | 99.6 | % | 1 | 0 | mg
EVROLIMUS BHT | Working | Norvatis | C0009.REF | NQCL-WRS-E17-1 |  | 1 | 2014-09-02 | 2017-10-31 | 98.8 | % | 1 | 3600 | mg
Adapalene Bp | Working | Aurochem | 150111405003 | NQCL-WRS-A39-1 |  | 1 | 2014-10-09 | 2018-04-30 | 99.76 | % | 1 | 300 | mg
Sodium propyl Hydroxybenzoate | Working | indoco remedies ltd, GOA | ws-146/13 | NQCL-WRS-S33-1 |  | 1 | 2014-10-09 | 2016-12-31 | 99.53 | % | 1 | 300 | mg
Fluocinolone acetonide | Working | Aurochem | 130918 | NQCL-WRS-F12-1 |  | 1 | 2014-10-09 | 2016-09-30 | 100.2 | % | 1 | 300 | mg
Cefixime Trihydrate | Working | atoz pharmaceuticals pvt ltd | KCI022140036 | NQCL-WRS-C49-1 |  | 1 | 2014-10-10 | 2016-12-31 | 99.536 | % | 1 | 300 | mg
DIOVAN | Working | Norvatis | H3409 | NQCL-WRS-D21-1 |  | 1 | 2014-10-14 | 2016-01-31 | 99 | % | 1 | 300 | mg
Hydroquinone | Working | Aurochem | H142CC30 | NQCL-WRS-H5-1 |  | 1 | 2014-10-09 | 2017-02-28 | 99.52 | % | 1 | 300 | mg
SODIUM METHYL HYDROXYBENZOATE | Working | indoco remedies ltd, GOA | WS-55/13 | NQCL-WRS-S34-1 |  | 1 | 2014-10-09 | 2014-10-09 | 99.46 | % | 1 | 300 | mg
Buparvaquone | Working | PHARMAZANA PVT LTD | KCL/K030/13 | NQCL-WRS-B8-2 |  | 2 | 2014-10-29 | 2016-10-31 | 100.22 | % | 1 | 300 | mg
Metformin Hydrochloride | Working | Sai Mirra innopharm private lt | WS-MEF-0014 | NQCL-WRS-M19-3 |  | 3 | 2014-10-28 | 2015-08-14 | 100.12 | % | 1 | 300 | mg
Levofloxacin Hemihydrate | Working | Macleods pharmaceuticals ltd | IES140704101 | NQCL-WRS-L9-4 |  | 4 | 2014-10-28 | 2015-06-30 | 97.2 | % | 1 | 300 | mg
RISEDRONATE SODIUM | Working | Macleods pharmaceuticals ltd | JWS14015000C | NQCL-WRS-R8-1 |  | 1 | 2014-08-28 | 2015-12-31 | 99.7 | % | 1 | 300 | mg
MUPIROCIN | Working | Wallace pharmaceuticals pvt.lt | ST0200101511 | NQCL-WRS-M32-1 |  | 1 | 2014-10-28 | 2015-11-30 | 969 | Î¼g/g | 1 | 300 | mg
Moxifloxacin Hydrochloride | Working | CCL PHARMACEUTICALS | EL-03/L011/14040 | NQCL-WRS-M10-4 |  | 4 | 2014-10-28 | 2017-04-30 | 94.73 | % | 1 | 300 | mg
Aspirin | Working | CCL PHARMACEUTICALS | A1305006 | NQCL-WRS-A14-2 |  | 2 | 2014-10-28 | 2016-05-31 | 99.08 | % | 1 | 0 | mg
Glimepiride | Working | CCL PHARMACEUTICALS | GLI/14003 | NQCL-WRS-G2-3 |  | 3 | 2014-10-28 | 2019-03-03 | 98.71 | % | 1 | 0 | mg
Metformin Hydrochloride | Working | CCL PHARMACEUTICALS | MT24781213 | NQCL-WRS-M19-4 |  | 4 | 2014-10-28 | 2018-11-30 | 99.19 | % | 1 | 300 | mg
Hydrochlorothiazide | Working | Norvatis | C0219 | NQCL-WRS-H1-3 |  | 3 | 2014-10-30 | 2015-07-04 | 100 | % | 1 | 0 | mg
Amlodipine besylate | Working | Norvatis | B206037AA | NQCL-WRS-A31-2 |  | 2 | 2014-10-30 | 2016-07-31 | 99.1 | % | 1 | 300 | mg
Cefuroxime Axetil | Working | atoz pharmaceuticals pvt ltd | BCFANGOO2714 | NQCL-WRS-C3-3 |  | 3 | 2014-10-30 | 2017-04-30 | 821.25 | Î¼g/g | 1 | 300 | mg
Rosuvastatin Calcium | Working | atoz pharmaceuticals pvt ltd | EL-03/L114/14039 | NQCL-WRS-R1-2 |  | 2 | 2014-10-30 | 2018-06-30 | 99.29 | % | 1 | 300 | mg
Mometasone Furoate | Working | Ajanta Pharma Limited | WS/M-08.14 | NQCL-WRS-M9-2 |  | 2 | 2014-10-30 | 2014-10-30 | 101.3 | % | 1 | 300 | mg
Diphenhydramine Hydrochloride | Working | KOTRA PHARMA SDN BHD | WS14023 | NQCL-WRS-D22-1 |  | 1 | 2014-09-16 | 2016-05-17 | 100.01 | % | 3 | 300 | mg
EVEROLIMUS | Working | Norvatis | C0009.REF | NQCL-WRS-E18-1 |  | 1 | 2014-09-02 | 2017-03-31 | 98.8 | % | 1 | 0 | mg
Emcitrabine | Working | Aurobindo Pharma LTD | 03WS14000040 | NQCL-WRS-E19-1 |  | 1 | 2014-10-02 | 2015-11-30 | 99.6 | % | 1 | 0 | mg
Beclometasone Dipropionate | Working | indoco remedies ltd, GOA | WS-14/13 | NQCL-WRS-B16-1 |  | 1 | 2014-10-09 | 2015-06-30 | 99.48 | % | 1 | 300 | mg
Terbinafine Hydrochloride | Working | Wallace pharmaceuticals pvt.lt | TFWS/13 | NQCL-WRS-T8-3 |  | 3 | 2014-11-26 | 2015-06-09 | 99.9 | % | 1 | 300 | mg
PREDNISOLONE | Working | DAWA LTD | WS14050146 | NQCL-WRS-P34-1 |  | 1 | 2014-11-21 | 2019-01-31 | 99.62 | % | 1 | 200 | mg
Hyoscine Butlyl Bromide | Working | Medico Remedies pvt ltd | HBB1210008 | NQCL-WRS-H2-1 |  | 1 | 2014-11-20 | 2015-04-14 | 98.84 | % | 1 | 200 | mg
Montelukast Sodium | Working | MSN Laboratories | MONWS1201 | NQCL-WRS-M6-4 |  | 4 | 2014-09-11 | 2015-10-31 | 99.4 | % | 1 | 300 | mg
Betahistine Dihydrochloride | Working | sun pharmaceuticals ltd | ws14053 | NQCL-WRS-B17-1 |  | 1 | 2014-11-11 | 2016-05-29 | 99.4 | % | 1 | 300 | mg
Benzyl Alcohol | Working | KOTRA PHARMA SDN BHD | Ws14022 | NQCL-WRS-B18-1 |  | 1 | 2014-11-11 | 2015-04-30 | 100.23 | % | 1 | 300 | mg
Clobetasol Propionate | Working | cadila healthcare ltd | ws003D0 | NQCL-WRS-C50-1 |  | 1 | 2014-11-11 | 2015-05-29 | 99.4 | % | 1 | 300 | mg
Ondansetron Hydrochloride | Working | kilitch Drugs Ltd | K-WS/09/34/14 | NQCL-WRS-O1-3 |  | 3 | 2014-11-06 | 2015-09-26 | 90.64 | % | 1 | 300 | mg
acetaminophen | Working | Unichem lab ltd | ACET-USP-01 | NQCL-WRS-a13-2 |  | 2 | 2014-11-11 | 2018-06-30 | 100 | % | 1 | 300 | mg
Tramadol HCL | Working | Unichem lab ltd | TRAM-BP-11 | NQCL-WRS-T9-2 |  | 2 | 2014-11-11 | 2016-07-08 | 99.87 | % | 1 | 300 | mg
Sunitinib Malate | Working | Pfizer | 110212-QCS | NQCL-WRS-S36-1 |  | 1 | 2014-07-25 | 2017-08-31 | 74.9 | % | 1 | 200 | mg
Gentamicin sulfate | Working | indoco remedies ltd, GOA | WS-36/14 | NQCL-WRS-G3-2 |  | 2 | 2014-10-09 | 2015-12-31 | 649.24 | iu/mg | 1 | 300 | mg
Tenofovir Disoproxil Fumarate | Working | Aurobindo Pharma LTD | 07WS14000084 | NQCL-WRS-T11-2 |  | 2 | 2014-09-25 | 2015-07-31 | 99.3 | % | 1 | 300 | mg
Tretinoin Usp | Working | Aurochem | LS1401003 | NQCL-WRS-T21-1 |  | 1 | 2014-10-09 | 2017-01-31 | 99.09 | % | 1 | 300 | mg
Metformin Hydrochloride | Working | fluka analytical | LRAA1730 | NQCL-WRS-M19-5 |  | 5 | 2014-12-01 | 2015-12-01 | 99.8 | % | 1 | 500 | mg
Fluconazole | Working | Astra lifecare | QC/WS/051 | NQCL-WRS-F1-3 |  | 3 | 2014-10-23 | 2015-10-10 | 99.89 | % | 1 | 0 | mg
ofloxacin | Working | Astra lifecare | QC/WS/084 | NQCL-WRS-o3-2 |  | 2 | 2014-10-23 | 2015-10-11 | 100.73 | % | 1 | 0 | mg
Esomeprazole Magnesium | Working | Astra lifecare | QC/WS/94 | NQCL-WRS-E20-1 |  | 1 | 2014-10-23 | 2015-10-11 | 99.94 | % | 1 | 300 | mg
Omeprazole | Working | Astra lifecare | K0M075 | NQCL-WRS-O14-2 |  | 2 | 2014-10-23 | 2015-12-11 | 98.76 | % | 1 | 0 | mg
Hydrochlorothiazide | Working | cadila healthcare ltd | WS112C0 | NQCL-WRS-H1-4 |  | 4 | 2014-12-02 | 2015-10-30 | 99.5 | % | 1 | 0 | mg
Artemether | Working | Ajanta Pharma Limited | WS/A-9.19 | NQCL-WRS-A5-4 |  | 4 | 2014-12-02 | 2014-07-20 | 98.7 | % | 1 | 0 | mg
Bisoprolol Fumerate | Working | cadila healthcare ltd | WS255C0 | NQCL-WRS-B12-3 |  | 3 | 2014-11-27 | 2016-01-01 | 99.7 | % | 1 | 300 | mg
Lumefantrine | Working | Ajanta Pharma Limited | WS/L-03.17 | NQCL-WRS-L1-4 |  | 4 | 2014-12-02 | 2015-07-31 | 99.8 | % | 1 | 0 | mg
TEMOZOLOMIDE | Working | Hetero Labs Limited | TZWS/14 | NQCL-WRS-T22-1 |  | 1 | 2014-11-27 | 2016-09-30 | 100 | % | 1 | 0 | mg
Valsartan Usp | Working | cadila healthcare ltd | WS070D0 | NQCL-WRS-V9-2 |  | 2 | 2014-11-27 | 2015-08-31 | 98.9 | % | 1 | 300 | mg
Cefalexin Monohydrate | Working | BHARAT PARENTERALS LTD | KCL04140145 | NQCL-WRS-C51-1 |  | 1 | 2014-12-09 | 2015-07-09 | 100.58 | % | 1 | 200 | mg
cefaclor | Working | BHARAT PARENTERALS LTD | B4008196 | NQCL-WRS-c53-1 |  | 1 | 2014-12-09 | 2017-10-31 | 99.82 | % | 1 | 0 | mg
Cetrizine Hydrochloride | Working | Centurion laboratories pvt ltd | 14CTH004 | NQCL-WRS-C15-3 |  | 3 | 2014-12-09 | 2019-12-31 | 99.51 | % | 1 | 300 | mg
Metformin Hydrochloride | Working | Centurion laboratories pvt ltd | 4078ML5JMI | NQCL-WRS-M19-6 |  | 6 | 2014-12-09 | 2015-07-30 | 99.91 | % | 1 | 300 | mg
Tadalafil | Working | Centurion laboratories pvt ltd | TDB/14/006 | NQCL-WRS-T1-2 |  | 2 | 2014-12-09 | 2019-04-30 | 99.4 | % | 1 | 0 | mg
Cetirizine Dihydrochloride | Working | Orion pharma ltd | WS03414 | NQCL-WRS-C45-2 |  | 2 | 2014-12-09 | 2015-03-04 | 99.19 | % | 1 | 300 | mg
Cetrizine Hydrochloride Bp | Working | Ibna sina pharmaceutical indus | CDH/01/14 | NQCL-WRS-C33-1 |  | 1 | 2014-12-09 | 2015-02-22 | 99.02 | % | 1 | 300 | mg
Albendazole | Working | Ibna sina pharmaceutical indus | PS054376 | NQCL-WRS-A16-3 |  | 3 | 2014-12-09 | 2015-06-16 | 98.52 | % | 1 | 0 | mg
Clotrimazole Bp | Working | Shelys | 28/14 | NQCL-WRS-C32-2 |  | 2 | 2014-10-06 | 2017-03-31 | 99.7 | % | 1 | 300 | mg
Omeprazole | Working | ESKAYEF BANGLADESH LTD | WS0063 | NQCL-WRS-O14-3 |  | 3 | 2014-12-09 | 2015-11-30 | 100.45 | % | 1 | 0 | mg
Levofloxacin Hemihydrate | Working | ESKAYEF BANGLADESH LTD | KY-LFA-M20120722 | NQCL-WRS-L9-5 |  | 5 | 2014-12-09 | 2016-07-23 | 100.89 | % | 1 | 300 | mg
Ondansetron Hydrochloride | Working | ESKAYEF BANGLADESH LTD | OH-002/14 | NQCL-WRS-O1-4 |  | 4 | 2014-12-08 | 2015-05-05 | 91.31 | % | 1 | 300 | mg
SIMETHICONE | Working | WS0202 | 12039004 | NQCL-WRS-S29-2 |  | 2 | 2014-12-09 | 2017-02-28 | 64.62 | % | 1 | 300 | mg
Alfuzosin hydrochloride | Working | ESKAYEF BANGLADESH LTD | PAFZP30006 | NQCL-WRS-A40-1 |  | 1 | 2014-12-09 | 2018-04-30 | 99.83 | % | 1 | 200 | mg
Lumefantrine | Working | Ajanta Pharma Limited | WS/L-06.17 | NQCL-WRS-L1-5 |  | 5 | 2014-12-02 | 2015-07-20 | 99.8 | % | 1 | 0 | mg
Lumefantrine | Working | S kant healthcare ltd | LUM/BB/041/08/14 | NQCL-WRS-L1-6 |  | 6 | 2015-01-12 | 2017-07-31 | 99.83 | % | 1 | 0 | mg
Gentamicin sulfate | Working | Eagle Vet tech co ltd | 13112817 | NQCL-WRS-G3-3 |  | 3 | 2015-01-12 | 2017-10-31 | 619.7 | ?g/g | 1 | 300 | mg
Artemether | Working | Skant Healthcare Ltd | WS/14/007 | NQCL-WRS-A5-5 |  | 5 | 2015-01-12 | 2017-12-31 | 99.65 | % | 2 | 0 | mg
Trimethoprim | Working | S kant healthcare ltd | ws/14/037 | NQCL-WRS-T7-2 |  | 2 | 2015-01-12 | 2016-06-07 | 99.66 | % | 1 | 0 | mg
Sulfamethoxazole | Working | S kant healthcare ltd | ws/14/036 | NQCL-WRS-S12-2 |  | 2 | 2015-01-12 | 2016-06-08 | 99.58 | % | 1 | 0 | mg
Ambroxol Hydrochloride | Working | S kant healthcare ltd | ws/14/004 | NQCL-WRS-A26-2 |  | 2 | 2015-01-12 | 2016-01-16 | 100.2 | % | 1 | 300 | mg
Cilastatin | Working | incepta pharmaceuticals ltd | w1405.ss | NQCL-WRS-C54-1 |  | 1 | 2015-01-13 | 2017-05-13 | 94.5 | % | 1 | 300 | mg
Imadacloprid | Working | Bayer Cropscience | PMIM000746 | NQCL-WRS-I15-1 |  | 1 | 2015-01-12 | 2016-03-13 | 99.5 | % | 1 | 300 | mg
lopinavir | Working | Abbot labs | RS13196TL-A | NQCL-WRS-l20-1 |  | 1 | 2015-01-19 | 2015-04-28 | 94.7 | % | 2 | 0 | mg
Ritonivir | Working | Abbot labs | RS88644TL-D | NQCL-WRS-R9-1 |  | 1 | 2015-01-19 | 2016-11-30 | 99.3 | % | 1 | 500 | mg
Paracetamol | Working | Orion pharma ltd | WS11114 | NQCL-WRS-P1-7 |  | 7 | 2014-12-11 | 2015-04-21 | 98.66 | % | 1 | 0 | mg
Dihydroartemisinin | Working | coral laboratories ltd | MO/DHA/1303 | NQCL-WRS-D5-2 |  | 2 | 2014-12-11 | 2017-11-30 | 99.82 | % | 1 | 0 | mg
Ammonium Iron 2 Sulphate | Working | JAMJOOM PHARMA | SZE92660 | NQCL-WRS-A37-2 |  | 2 | 2015-01-20 | 2018-04-15 | 99 | % | 1 | 300 | mg
Sucrose | Working | JAMJOOM PHARMA | QC-LGB-128-12/126 | NQCL-WRS-S37-1 |  | 1 | 2015-01-20 | 2019-05-25 | 100 | % | 1 | 500 | mg
Desloratidine | Working | cadila healthcare ltd | WS098CO | NQCL-WRS-D25-1 |  | 1 | 2015-01-20 | 2015-09-24 | 99.8 | % | 1 | 300 | mg
Nepafenac | Working | sun pharmaceuticals ltd | ws13156 | NQCL-WRS-N10-1 |  | 1 | 2015-01-20 | 2015-12-12 | 99.5 | % | 1 | 300 | mg
Tacrolimus | Working | cadila healthcare ltd | 908032350 | NQCL-WRS-T23-1 |  | 1 | 2015-01-20 | 2015-09-30 | 98.5 | % | 1 | 300 | mg
Azithromycin | Working | Health care formula pvt ltd | WS-A-20 | NQCL-WRS-A42-2 |  | 2 | 2015-01-20 | 2017-10-31 | 998.09 | Î¼g/g | 1 | 0 | mg
Guaifenesin | Working | S kant healthcare ltd | ws/14/048 | NQCL-WRS-G12-1 |  | 1 | 2015-01-12 | 2019-05-31 | 99.36 | % | 1 | 300 | mg
Imipenem | Working | incepta pharmaceuticals ltd | w1407-w | NQCL-WRS-I16-1 |  | 1 | 2015-01-13 | 2015-07-03 | 928 | Î¼g/g | 1 | 300 | mg
Metformin Hydrochloride | Working | cadila healthcare ltd | WS117C0 | NQCL-WRS-M19-7 |  | 7 | 2015-01-20 | 2015-11-18 | 99.5 | % | 1 | 300 | mg
Imidacloprid | Working | Bayer Cropscience | PMIM000746 | NQCL-WRS-I17-1 |  | 1 | 2015-01-12 | 2016-03-31 | 99.5 | % | 1 | 300 | mg
Caffeine Anhydrous | Working | ELYS | 13111535 | NQCL-WRS-C55-1 |  | 1 | 2015-01-22 | 2017-11-30 | 99.3 | % | 1 | 2000 | mg
Amodiaquine Hydrochloride | Working | Universal corp ltd | 860 | NQCL-WRS-A7-2 |  | 2 | 2014-11-30 | 2019-11-30 | 99.99 | % | 1 | 9999.99 | mg
Salbutamol Sulphate | Working | dgd | ff | NQCL-WRS-S8-4 |  | 4 | 2015-02-25 | 2015-02-17 | 56.55 | Î¼g/g | 1 | 54 | mg
Testosterone undecanoate | Working | nnopiiii | alphy7889 | NQCL-WRS-T14-2 |  | 2 | 2015-02-12 | 2015-02-10 | 98 | ?g/g | 30057623 | 345.92 | mL
Rabeprazole Sodium | Working | coral laboratories ltd | RSWS/15 | NQCL-WRS-R12-1 |  | 1 | 2015-05-14 | 2016-02-09 | 99.35 | % | 1 | 300 | mg
Ferrous Gluconate | Working | Finecure Pharmaceuticals Limit | FG-14076 | NQCL-WRS-F13-1 |  | 1 | 2015-04-14 | 2015-08-03 | 95 | % | 1 | 300 | mg
Fenbendazole bp | Working | Sequent Scientific Ltd | PS048861 | NQCL-WRS-F4-2 |  | 2 | 2015-02-05 | 2018-10-01 | 100.19 | % | 1 | 300 | mg
Pyrantel pamoate | Working | Sequent Scientific Ltd | PP1307055 | NQCL-WRS-P32-2 |  | 2 | 2015-02-05 | 2015-11-16 | 100.41 | % | 1 | 300 | mg
Praziquantel | Working | Sequent Scientific Ltd | PB005084 | NQCL-WRS-P6-3 |  | 3 | 2015-02-05 | 2015-11-16 | 99.22 | % | 1 | 0 | mg
Fluconazole | Working | Mylan | 50009420 | NQCL-WRS-F1-4 |  | 4 | 2015-02-10 | 2015-08-28 | 99.4 | %:w/w | 1 | 0 | mg
TEMOZOLOMIDE | Working | Hetero Labs Limited | TZ0010914 | NQCL-WRS-T22-2 |  | 2 | 2014-11-27 | 2016-09-30 | 100 | %:w/w | 1 | 0 | mg
Mannitol | Working | Abacus Parenteral drugs Ltd | 201309021 | NQCL-WRS-M33-1 |  | 1 | 2015-04-16 | 2015-09-03 | 98.34 | % | 1 | 300 | mg
Levofloxacin Hemihydrate | Working | Abacus Parenteral drugs Ltd | 20140112 | NQCL-WRS-L9-6 |  | 6 | 2015-04-16 | 2016-05-22 | 99.42 | % | 1 | 300 | mg
Ciprofloxacin Hcl | Working | pharmathen | ABGH004061 | NQCL-WRS-C28-3 |  | 3 | 2015-01-23 | 2018-07-31 | 93.7 | % | 1 | 300 | mg
Rupatadine Fumarate | Working | Grupo Uriah | RUPAF-0113 | NQCL-WRS-R11-1 |  | 1 | 2015-04-21 | 2018-01-31 | 99.63 | % | 1 | 300 | mg
Amlodipine besylate | Working | Eurolife | WS/014-01 | NQCL-WRS-A31-3 |  | 3 | 2015-04-13 | 2016-01-07 | 98.97 | % | 1 | 300 | mg
Esomeprazole Sodium | Working | Eurolife | WS012-01 | NQCL-WRS-E6-2 |  | 2 | 2015-04-13 | 2016-03-07 | 99.08 | % | 1 | 300 | mg
Nicotinamide | Working | Finecure Pharmaceuticals Limit | 14-0468 | NQCL-WRS-N11-1 |  | 1 | 2015-04-09 | 2016-03-10 | 99.41 | % | 1 | 300 | mg
Menthol | Working | Finecure Pharmaceuticals Limit | MNCBL04113F | NQCL-WRS-M22-1 |  | 1 | 2015-04-09 | 2016-03-10 | 99.1 | % | 1 | 300 | mg
Rifampicin | Working | Universal Corporation | WRSRN15-095 | NQCL-WRS-R4-2 |  | 2 | 2015-01-28 | 2016-01-31 | 100.26 | % | 1 | 0 | mg
Ethambutol hydrochloride | Working | Universal Corporation | WRSPE15-219 | NQCL-WRS-E12-2 |  | 2 | 2015-02-18 | 2016-01-31 | 100 | % | 1 | 300 | mg
Ciprofloxacin Hcl | Working | Ratnamani | CPH/13020301 | NQCL-WRS-C28-4 |  | 4 | 2015-03-05 | 2015-12-31 | 94.23 | % | 1 | 300 | mg
Loratadine | Working | KOTRA PHARMA SDN BHD | WS14030 | NQCL-WRS-L24-1 |  | 1 | 2015-05-05 | 2016-06-27 | 99.3 | % | 1 | 0 | mg
Valsartan | Working | cadila healthcare ltd | WS070D0 | NQCL-WRS-V1-3 |  | 3 | 2014-11-27 | 2015-08-01 | 98.9 | % | 1 | 0 | mg
Amlodipine besylate | Working | Ajanta Pharma Limited | WS/A-01.16 | NQCL-WRS-A31-4 |  | 4 | 2015-03-05 | 2015-11-23 | 100 | % | 1 | 300 | mg
Erythromycin Stearate | Working | Ratnamani | OEST/NO200714 | NQCL-WRS-E9-2 |  | 2 | 2015-03-05 | 2015-12-31 | 66.18 | % | 1 | 300 | mg
Fexofenadine Hydrochloride | Working | Raptakos,Brett &co. ltd | BFFH/1410147 | NQCL-WRS-F14-1 |  | 1 | 2015-03-26 | 2019-09-30 | 99.15 | % | 1 | 300 | mg
Abacavir Sulfate | Working | Aurobindo Pharma LTD | 03WS14000068 | NQCL-WRS-A12-21 | NQCL-WRS-A12- | 2 | 2014-09-25 | 2015-05-26 | 99.8 | % | 1 | 300 | mg
Absolutealcohol | Working | Troikaa pharamaceuticals ltd | WS/T-027/13/A | NQCL-WRS-A28-11 | NQCL-WRS-A28- | 1 | 2014-02-06 | 2014-08-29 | 100 | % | 1 | 500 | mg
Aceclofenac Bp | Working | Unichem lab ltd | R92700011 | NQCL-WRS-A2-5 | NQCL-WRS-A2- | 5 | 2013-09-10 | 2014-03-31 | 99.09 | % | 1 | 9999.99 | mg
acetaminophen | Working | Rusan | WS/86/05 | NQCL-WRS-a13-3 | NQCL-WRS-a13- | 3 | 2014-07-17 | 2015-04-15 | 99.53 | % | 1 | 1000 | mg
acetaminophen | Working | Macleods pharmaceuticals ltd | JWS140413400C | NQCL-WRS-a13-4 | NQCL-WRS-a13- | 4 | 2014-06-24 | 2015-03-31 | 98.9 | % | 1 | 300 | mg
Acetylsalicylic acid | Working | Cadila pharmaceuticals ltd | QC/WS/ACET.-01/12 | NQCL-WRS-A21-11 | NQCL-WRS-A21- | 1 | 2014-01-28 | 2014-06-13 | 99.7 | % | 1 | 200 | mg
Acetylsalicylic acid | Working | Cadila pharmaceuticals ltd | QC/WS/ACET.01/14 | NQCL-WRS-A21-21 | NQCL-WRS-A21- | 2 | 2014-03-04 | 2015-03-31 | 99.6 | % | 1 | 300 | mg
Albendazole | Working | Sigma-Aldrich | A4673 | NQCL-WRS-A16-4 | NQCL-WRS-A16- | 4 | 2012-03-01 | 1970-01-01 | 99.1 | % | 1 | 0 | mg
Amlodipine besylate | Working | PharmaEvo (pvt.) Ltd | 13AD108 | NQCL-WRS-A31-2 | NQCL-WRS-A31- | 2 | 2014-08-19 | 2018-11-01 | 98.375 | % | 1 | 300 | mg
Amlodipine besylate | Working | Ranbaxy lab ltd | PS_A232/03 | NQCL-WRS-A31-31 | NQCL-WRS-A31- | 3 | 2014-05-08 | 2014-09-20 | 99.8 | % | 1 | 300 | mg
Amlodipine besylate | Working | akriti pharmaceuticals Pvt. lt | 11/AMB/002 | NQCL-WRS-A31-9 | NQCL-WRS-A31- | 9 | 2014-03-28 | 2016-07-31 | 99.52 | % | 1 | 300 | mg
Amlodipine besylate | Working | NORVATIS | H3345 | NQCL-WRS-A31-6 | NQCL-WRS-A31- | 6 | 2014-10-14 | 2014-12-31 | 100 | % | 1 | 300 | mg
Amlodipine besylate | Working | Norvatis | B206037AA | NQCL-WRS-A31-7 | NQCL-WRS-A31- | 7 | 2014-10-30 | 2016-07-31 | 99.1 | % | 1 | 300 | mg
Amlodipine besylate | Working | Eurolife | WS/014-01 | NQCL-WRS-A31-8 | NQCL-WRS-A31- | 8 | 2015-04-13 | 2016-01-07 | 98.97 | % | 1 | 300 | mg
Amlodipine besylate | Working | Ajanta Pharma Limited | WS/A-01.16 | NQCL-WRS-A31-4 | NQCL-WRS-A31- | 4 | 2015-03-05 | 2015-11-23 | 100 | % | 1 | 300 | mg
Ammonium chloride | Working | beta healthcare | 100553 | NQCL-WRS-A29-1 | NQCL-WRS-A29- | 1 | 2014-02-27 | 2016-10-04 | 99.43 | % | 1 | 300 | mg
Amoxicillin Trihydrate BP/IP ( | Working | Medopharm private ltd | M524215 | NQCL-WRS-A1-31 | NQCL-WRS-A1- | 3 | 2013-05-21 | 2016-07-31 | 99.19 | % | 1 | 300 | mg
Amoxicillin Usp | Working | Laborate Pharmaceuticals India | 1301189 | NQCL-WRS-A11-11 | NQCL-WRS-A11- | 1 | 2014-02-04 | 2017-12-31 | 99.86 | % | 1 | 500 | mg
Artemether | Working | shelys | 3004AR14R11 | NQCL-WRS-A5-41 | NQCL-WRS-A5- | 4 | 2014-07-10 | 2016-06-30 | 97.5 | % | 1 | 0 | mg
Artemether | Working | STRIDES | 1070-WS-130006 | NQCL-WRS-A5-61 | NQCL-WRS-A5- | 6 | 2014-05-29 | 2016-08-31 | 100.2 | % | 1 | 0 | mg
Artemether | Working | Ajanta Pharma Limited | WS/A-9.19 | NQCL-WRS-A5-71 | NQCL-WRS-A5- | 7 | 2014-12-02 | 2014-07-20 | 98.7 | % | 1 | 0 | mg
artesunate | Working | Bliss Indasi Life Science Pvt. | SEP/13037 | NQCL-WRS-A15-21 | NQCL-WRS-A15- | 2 | 2013-11-28 | 2016-06-30 | 99.3 | % | 1 | 0 | mg
Atenolol | Working | Cadila pharmaceuticals ltd | QC/WS/ATEN.-01/14 | NQCL-WRS-A20-2 | NQCL-WRS-A20- | 2 | 2014-03-04 | 2016-02-12 | 99.3 | % | 1 | 0 | mg
Atenolol | Working | akriti pharmaceuticals Pvt. lt | AM20112204 | NQCL-WRS-A20-3 | NQCL-WRS-A20- | 3 | 2014-06-03 | 2017-10-31 | 99.88 | % | 1 | 0 | mg
Azelastine Hcl | Working | sun pharmaceuticals ltd | WS11039 | NQCL-WRS-A35-1 | NQCL-WRS-A35- | 1 | 2014-08-12 | 2014-10-31 | 99.1 | % | 1 | 300 | mg
Azithromycin Dihydrate | Working | Ajanta Pharma Limited | WS/A-14.15 | NQCL-WRS-A4-51 | NQCL-WRS-A4- | 5 | 2013-08-01 | 2014-02-10 | 97.5 | % | 1 | 300 | mg
Azithromycin Dihydrate | Working | INd-SwifT Ltd | 6030112008 | NQCL-WRS-A4-61 | NQCL-WRS-A4- | 6 | 2013-05-23 | 2013-11-30 | 0.9273 | % | 1 | 300 | mg
Azithromycin Dihydrate | Working | Unique pharmaceutical laborato | AZ065L11 | NQCL-WRS-A4-31 | NQCL-WRS-A4- | 3 | 2014-01-09 | 2015-11-30 | 96.21 | % | 1 | 500 | mg
Azithromycin Dihydrate | Working | Flamingo | S/AZIT | NQCL-WRS-A4-41 | NQCL-WRS-A4- | 4 | 2014-05-29 | 2015-04-17 | 93.823 | % | 1 | 300 | mg
Azithromycin Dihydrate | Working | Ajanta Pharma Limited | WS/A-14.16 | NQCL-WRS-A4-71 | NQCL-WRS-A4- | 7 | 2014-09-30 | 2015-01-31 | 100.25 | % | 1 | 300 | mg
Azithromycin Dihydrate | Working | zhejiang Guobang Pharmaceutica | 615 R14 | NQCL-WRS-A4-101 | NQCL-WRS-A4- | 10 | 2014-10-17 | 2017-06-28 | 98 | % | 1 | 300 | mg
Azithromycin Dihydrate | Working | MSN Laboratories | 06233018-AZ | NQCL-WRS-A4-91 | NQCL-WRS-A4- | 9 | 2015-04-17 | 2016-08-31 | 99.37 | % | 1 | 300 | mg
Azithromycin USP | Working | Medopharm | 103-12064-1 | NQCL-WRS-A4-11 | NQCL-WRS-A4- | 1 | 2013-10-29 | 2014-07-26 | 95.62 | % | 1 | 500 | mg
Beclomethasone Dipropionate | Working | glenmark | wsi/001/14 | NQCL-WRS-B16-3 | NQCL-WRS-B16- | 3 | 2014-08-19 | 2015-05-02 | 97.9 | % | 1 | 300 | mg
Beclomethasone Dipropionate | Working | indoco remedies ltd, GOA | WS-14/13 | NQCL-WRS-B16-4 | NQCL-WRS-B16- | 4 | 2014-10-09 | 2015-06-30 | 0 | % | 1 | 300 | mg
Ceftriaxone Sodium | Working | nirma ltd | RMU6110143 | NQCL-WRS-C2-7 | NQCL-WRS-C2- | 7 | 2013-06-25 | 2013-10-03 | 91.23 | % | 1 | 2000 | mg
Cefuroxime Axetil | Working | atoz pharmaceuticals pvt ltd | BCFANG002714 | NQCL-WRS-C3-5 | NQCL-WRS-C3- | 5 | 2014-10-16 | 2017-04-30 | 82.152 | % | 1 | 300 | mg
CELECOXIB | Working | Beximco pharmaceuticals ltd | 20121103 | NQCL-WRS-C39-2 | NQCL-WRS-C39- | 2 | 2014-10-07 | 2014-11-30 | 100.5 | % | 1 | 0 | mg
Cetrizine Hydrochloride | Working | Sai Mirra innopharm private lt | WS-CET-0013 | NQCL-WRS-C15-41 | NQCL-WRS-C15- | 4 | 2014-02-06 | 2014-08-22 | 99.94 | % | 1 | 500 | mg
cetrorelix | Working | AETERNA ZENTARIS | 007/01 | NQCL-WRS-C18-1 | NQCL-WRS-C18- | 1 | 2013-10-15 | 1970-01-01 | 90.6 | % | 1 | 5000 | mg
Chlorpheniramine maleate | Working | beta healthcare | GW/CPM20113 | NQCL-WRS-C28-31 | NQCL-WRS-C28- | 3 | 2014-02-27 | 2017-01-31 | 99.79 | % | 1 | 300 | mg
Chlorpheniramine Maleate Bp | Working | Yash pharma laboratories pvt l | WC/004 | NQCL-WRS-C28-5 | NQCL-WRS-C28- | 5 | 2014-01-13 | 2017-11-30 | 99.01 | % | 1 | 200 | mg
Chondroitin Sulfate Sodium | Working | coral laboratories ltd | CS0709029 | NQCL-WRS-C10-1 | NQCL-WRS-C10- | 1 | 2014-07-25 | 2013-11-16 | 92.36 | % | 1 | 300 | mg
Cilastatin | Working | incepta pharmaceuticals ltd | w1405.ss | NQCL-WRS-C54-1 | NQCL-WRS-C54- | 1 | 2015-01-13 | 2017-05-13 | 94.5 | % | 1 | 300 | mg
Ciprofloxacin | Working | Eurolife | CB-01904214 | NQCL-WRS-C57-31 | NQCL-WRS-C57- | 3 | 2015-04-09 | 2019-03-31 | 99.3 | % | 1 | 0 | mg
Ciprofloxacin Hcl | Working | Sandoz | E104-130114-2 | NQCL-WRS-C28-21 | NQCL-WRS-C28- | 2 | 2013-12-17 | 2014-07-31 | 93.3 | % | 2 | 500 | mg
Ciprofloxacin Hcl | Working | pharmathen | ABGH004031 | NQCL-WRS-C28-11 | NQCL-WRS-C28- | 1 | 2014-01-23 | 2014-01-23 | 100.3 | % | 1 | 300 | mg
Ciprofloxacin Hcl | Working | zhejiang Guobang Pharmaceutica | 307R14 | NQCL-WRS-C28-21 | NQCL-WRS-C28- | 2 | 2014-10-17 | 2015-04-30 | 99.6 | % | 1 | 300 | mg
Ciprofloxacin Hcl | Working | pharmathen | ABGH004061 | NQCL-WRS-C28-31 | NQCL-WRS-C28- | 3 | 2015-01-23 | 2018-07-31 | 93.7 | % | 1 | 300 | mg
Ciprofloxacin Hcl | Working | Ratnamani | CPH/13020301 | NQCL-WRS-C28-41 | NQCL-WRS-C28- | 4 | 2015-03-05 | 2015-12-31 | 94.23 | % | 1 | 300 | mg
Cisplatin | Working | INTAS pharmaceuticals ltd | S CISP 131 | NQCL-WRS-C16-1 | NQCL-WRS-C16- | 1 | 2013-08-20 | 2014-05-09 | 100 | % | 1 | 300 | mg
Clindamycin Phosphate | Working | Aurochem | P-06-WS20131203 | NQCL-WRS-C4-2 | NQCL-WRS-C4- | 2 | 2014-10-09 | 2017-12-31 | 937.03 | % | 1 | 300 | mg
Clopidogrel Bisulphate | Working | PharmaEvo (pvt.) Ltd | 7010813490 | NQCL-WRS-C13-31 | NQCL-WRS-C13- | 3 | 2014-08-19 | 2017-11-01 | 99.14 | % | 1 | 300 | mg
Clopidogrel Bisulphate | Working | INTAS pharmaceuticals ltd | S CLOP 131 | NQCL-WRS-C13-41 | NQCL-WRS-C13- | 4 | 2014-06-17 | 2014-12-07 | 99.4 | % | 1 | 300 | mg
Clotrimazole Bp | Working | Sai Mirra innopharm private lt | WS-CLT-0005 | NQCL-WRS-C32-41 | NQCL-WRS-C32- | 4 | 2014-02-06 | 2014-11-20 | 98.4 | % | 1 | 500 | mg
Dapoxetine HCl | Working | ESKAYEF BANGLADESH LTD | DPX/60070913 | NQCL-WRS-D26-2 | NQCL-WRS-D26- | 2 | 2015-01-20 | 2015-06-05 | 100.27 | % | 1 | 300 | mg
Diazepam | Working | Neon labos ltd | WSN-474 | NQCL-WRS-D13-21 | NQCL-WRS-D13- | 2 | 2014-05-15 | 2014-08-01 | 99.97 | % | 1 | 300 | mg
Diclofenac Sodium | Working | Henan Dongtai pharm co.,ltd | 131229-5W | NQCL-WRS-D6-3 | NQCL-WRS-D6- | 3 | 2014-07-10 | 2017-12-28 | 100.24 | % | 1 | 200 | mg
Diclofenac Sodium | Working | Neon labos ltd | WS/05/09 | NQCL-WRS-D6-41 | NQCL-WRS-D6- | 4 | 2014-08-14 | 2015-06-24 | 100.31 | % | 1 | 9999.99 | mg
Diclofenac Sodium | Working | JIANGSU PENGYAO PHARMACEUTIC | 3011501026 | NQCL-WRS-D6-5 | NQCL-WRS-D6- | 5 | 2015-03-12 | 2020-01-31 | 99.6 | % | 1 | 300 | mg
Diclofenac Sodium Bp | Working | Marion biotech pvt ltd | DFS/23050022 | NQCL-WRS-D6-6 | NQCL-WRS-D6- | 6 | 2013-08-22 | 2014-06-12 | 99.14 | % | 1 | 20 | mg
Dicyclomine Hydrochloride | Working | KOTRA PHARMA SDN BHD | ws14034 | NQCL-WRS-D12-2 | NQCL-WRS-D12- | 2 | 2014-09-16 | 2016-07-31 | 99.42 | % | 3 | 300 | mg
Dimethicone Bp | Working | Sai Mirra innopharm private lt | WS-DIM-0001 | NQCL-WRS-D9-1 | NQCL-WRS-D9- | 1 | 2013-12-03 | 2014-06-05 | 99.2 | % | 1 | 300 | mg
Diphenhyramine hydrochloride | Working | KOTRA PHARMA SDN BHD | ws14023 | NQCL-WRS-D22-11 | NQCL-WRS-D22- | 1 | 2014-09-16 | 2016-05-17 | 100.01 | % | 1 | 300 | mg
Docetaxel | Working | INTAS pharmaceuticals ltd | S DOCE 131 | NQCL-WRS-D8-11 | NQCL-WRS-D8- | 1 | 2013-10-29 | 2014-04-10 | 98.6 | % | 1 | 3000 | mg
Donepezil hydrochloride | Working | Hetero Labs Limited | DHWS/13 | NQCL-WRS-D10-1 | NQCL-WRS-D10- | 1 | 2014-01-23 | 2015-06-06 | 99.6 | % | 1 | 1000 | mg
Doripenem Monohydrate | Working | Aurobindo Pharma LTD | WDS01114 | NQCL-WRS-D15-1 | NQCL-WRS-D15- | 1 | 2014-07-22 | 2015-07-07 | 95.1 | % | 1 | 300 | mg
Dorzolamide Hydrochloride | Working | indoco remedies ltd, GOA | DRL-12016 | NQCL-WRS-D4-1 | NQCL-WRS-D4- | 1 | 2013-07-25 | 2015-08-31 | 99.4 | % | 1 | 300 | mg
Doxycycline Hyclate | Working | Flamingo | S/DOXY-14/04 | NQCL-WRS-D23-11 | NQCL-WRS-D23- | 1 | 2014-10-02 | 2015-02-09 | 91.81 | % | 1 | 300 | mg
Doxylamine Succinate | Working | coral laboratories ltd | DX/101/13-14 | NQCL-WRS-D1-21 | NQCL-WRS-D1- | 2 | 2014-07-25 | 2014-04-28 | 100.02 | % | 1 | 2000 | mg
Doxylamine Succinate | Working | Brussels | NDXS/117 | NQCL-WRS-D1-31 | NQCL-WRS-D1- | 3 | 2015-03-05 | 2015-12-09 | 99.57 | % | 1 | 300 | mg
Doxylamine Succinate | Working | Brussels | NDXS/117 | NQCL-WRS-D1-31 | NQCL-WRS-D1- | 3 | 2015-03-05 | 2015-12-09 | 99.57 | % | 1 | 300 | mg
Doxylamine Succinate | Working | Brussels | NDXS/117 | NQCL-WRS-D1-31 | NQCL-WRS-D1- | 3 | 2015-03-05 | 2015-12-09 | 99.57 | % | 1 | 300 | mg
Doxylamine Succinate | Working | Brussels | NDXS/117 | NQCL-WRS-D1-31 | NQCL-WRS-D1- | 3 | 2015-03-05 | 2015-12-09 | 99.57 | % | 1 | 300 | mg
Doxylamine Succinate | Working | Brussels | NDXS/117 | NQCL-WRS-D1-31 | NQCL-WRS-D1- | 3 | 2015-03-05 | 2015-12-09 | 99.57 | % | 1 | 300 | mg
Doxylamine Succinate | Working | Brussels | NDXS/117 | NQCL-WRS-D1-31 | NQCL-WRS-D1- | 3 | 2015-03-05 | 2015-12-09 | 99.57 | % | 1 | 300 | mg
Doxylamine Succinate | Working | Brussels | NDXS/117 | NQCL-WRS-D1-31 | NQCL-WRS-D1- | 3 | 2015-03-05 | 2015-12-09 | 99.57 | % | 1 | 300 | mg
Doxylamine Succinate | Working | Brussels | NDXS/117 | NQCL-WRS-D1-31 | NQCL-WRS-D1- | 3 | 2015-03-05 | 2015-12-09 | 99.57 | % | 1 | 300 | mg
Doxylamine Succinate | Working | Brussels | NDXS/117 | NQCL-WRS-D1-31 | NQCL-WRS-D1- | 3 | 2015-03-05 | 2015-12-09 | 99.57 | % | 1 | 300 | mg
Doxylamine Succinate | Working | Brussels | NDXS/117 | NQCL-WRS-D1-31 | NQCL-WRS-D1- | 3 | 2015-03-05 | 2015-12-09 | 99.57 | % | 1 | 300 | mg
Doxylamine Succinate usp | Working | coral laboratories ltd | Dxs/316 | NQCL-WRS-D1-1 | NQCL-WRS-D1- | 1 | 2013-05-16 | 2013-06-21 | 99.95 | % | 1 | 50 | mg
EFAVIRENZ | Working | Aurobindo Pharma LTD | 07WS15000056 | NQCL-WRS-E15-21 | NQCL-WRS-E15- | 2 | 2014-09-25 | 2016-05-13 | 99.8 | % | 1 | 0 | mg
Emcitrabine | Working | Aurobindo Pharma LTD | 03WS14000040 | NQCL-WRS-E19-3 | NQCL-WRS-E19- | 3 | 2014-10-02 | 2015-11-30 | 99.6 | % | 1 | 0 | mg
emtricitabine | Working | Shasun | AWS-E02-02 | NQCL-WRS-C19-41 | NQCL-WRS-C19- | 4 | 2013-09-10 | 2014-04-04 | 98.5 | % | 1 | 0 | mg
Enrofloxacin | Working | Ashsh life science pvt ltd | ENR/11303110 | NQCL-WRS-E4-11 | NQCL-WRS-E4- | 1 | 2013-10-01 | 2014-05-05 | 99.21 | % | 1 | 300 | mg
Escitalopram Oxalate | Working | Ipca Labs ltd | ws-14/126/01 | NQCL-WRS-E3-2 | NQCL-WRS-E3- | 2 | 2014-09-04 | 2015-05-29 | 100.63 | % | 1 | 300 | mg
Esomeprazole Magnesium Trihydr | Working | Hetero Labs Limited | EGWS/13 | NQCL-WRS-E5-31 | NQCL-WRS-E5- | 3 | 2014-01-23 | 2015-03-01 | 98.8 | % | 2 | 1000 | mg
Esomeprazole Sodium | Working | Popular pharmaceuticals ltd | WS/13/221 | NQCL-WRS-E6-41 | NQCL-WRS-E6- | 4 | 2014-07-22 | 2017-03-31 | 98.22 | % | 1 | 300 | mg
Esomeprazole Sodium | Working | Gufic stridden Biopharma ltd | 71300250 | NQCL-WRS-E6-51 | NQCL-WRS-E6- | 5 | 2014-06-03 | 2015-05-31 | 98.22 | % | 1 | 200 | mg
Esomeprazole Sodium | Working | Eurolife | WS012-01 | NQCL-WRS-E6-61 | NQCL-WRS-E6- | 6 | 2015-04-13 | 2016-03-07 | 99.08 | % | 1 | 300 | mg
Ethambutol hydrochloride | Working | Universal Corporation | WRSPE15-219 | NQCL-WRS-E12-21 | NQCL-WRS-E12- | 2 | 2015-02-18 | 2016-01-31 | 100 | % | 1 | 300 | mg
Ethinyl Estradiol | Working | Famy care ltd | WSET/22 | NQCL-WRS-E1-2 | NQCL-WRS-E1- | 2 | 2014-05-15 | 2014-09-02 | 99.6 | % | 1 | 300 | mg
Fluconazole | Working | Universal corp ltd | WRSFEI3-204 | NQCL-WRS-F1-71 | NQCL-WRS-F1- | 7 | 2013-12-19 | 2014-10-31 | 99.71 | % | 1 | 0 | mg
Fluconazole | Working | YURIA-PHARMA | FLU-1307012 | NQCL-WRS-F1-81 | NQCL-WRS-F1- | 8 | 2014-03-06 | 2014-11-30 | 99.7 | % | 1 | 0 | mg
Fluconazole | Working | akriti pharmaceuticals Pvt. lt | AFLUCO713069 | NQCL-WRS-F1-61 | NQCL-WRS-F1- | 6 | 2014-03-28 | 2017-05-31 | 99.89 | % | 1 | 0 | mg
Fluocinolone acetonide | Working | Aurochem | 130918 | NQCL-WRS-F12-1 | NQCL-WRS-F12- | 1 | 2014-10-09 | 2016-09-30 | 100.2 | % | 1 | 300 | mg
Folic acid | Working | Barque pharmaceuticals ltd | WS/FAL/18 | NQCL-WRS-F3-2 | NQCL-WRS-F3- | 2 | 2014-08-19 | 2019-03-31 | 99.88 | % | 1 | 300 | mg
Folic acid | Working | Yash pharma laboratories pvt l | 1310003 | NQCL-WRS-F3-31 | NQCL-WRS-F3- | 3 | 2014-06-18 | 2017-10-31 | 99.2 | % | 1 | 300 | mg
furosemide | Working | Flamingo | S/FURO-14/4 | NQCL-WRS-F5-2 | NQCL-WRS-F5- | 2 | 2014-10-07 | 2015-04-05 | 99.06 | % | 1 | 98.94 | mg
Gatifloxacin Sesquihydrate | Working | Abucas parenteral drugs ltd | 20140102 | NQCL-WRS-A4-1 | NQCL-WRS-A4- | 1 | 2015-04-16 | 2016-05-23 | 99.42 | % | 1 | 300 | mg
Gentamycin Sulphate | Working | akriti pharmaceuticals Pvt. lt | 1205117 | NQCL-WRS-G6-2 | NQCL-WRS-G6- | 2 | 2014-03-28 | 2016-04-30 | 63.214 | iu/mg | 1 | 300 | mg
Gentamycin Sulphate | Working | indoco remedies ltd, GOA | WS-36/14 | NQCL-WRS-G6-3 | NQCL-WRS-G6- | 3 | 2014-10-09 | 2015-12-31 | 0 | % | 1 | 300 | mg
Glimepiride | Working | indico remedies ltd, GOA | GLM-01 | NQCL-WRS-G2-5 | NQCL-WRS-G2- | 5 | 2014-01-23 | 2014-12-31 | 98 | % | 2 | 0 | mg
Glimepiride | Working | Ipca Labs ltd | 3003GP4JII | NQCL-WRS-G2-6 | NQCL-WRS-G2- | 6 | 2014-05-29 | 2016-04-11 | 99.2 | % | 1 | 0 | mg
Hydrochlorothiazide | Working | INd-SwifT Ltd | RM12/0341 | NQCL-WRS-H1-11 | NQCL-WRS-H1- | 1 | 2013-06-04 | 2014-04-30 | 99.24 | % | 1 | 0 | mg
Hydrochlorothiazide | Working | Aegis ltd | C5141-11-002m | NQCL-WRS-H1-21 | NQCL-WRS-H1- | 2 | 2013-06-04 | 2014-05-31 | 100.3 | % | 1 | 0 | mg
Hydrochlorothiazide | Working | Cadila pharmaceuticals ltd | QC/WS/HYDR-01/12 | NQCL-WRS-H1-31 | NQCL-WRS-H1- | 3 | 2014-01-28 | 2015-01-31 | 99.1 | % | 1 | 0 | mg
Hydrochlorothiazide | Working | Cadila pharmaceuticals ltd | QC/WS/HYDR-01/14 | NQCL-WRS-H1-41 | NQCL-WRS-H1- | 4 | 2014-03-04 | 2016-02-24 | 99.8 | % | 1 | 0 | mg
Hydrochlorothiazide | Working | Macleods pharmaceuticals ltd | DWS140201000 | NQCL-WRS-H1-61 | NQCL-WRS-H1- | 6 | 2014-07-17 | 2015-01-31 | 100 | % | 1 | 0 | mg
Hydrochlorothiazide | Working | MSN Laboratories | HYDWS1301 | NQCL-WRS-H1-71 | NQCL-WRS-H1- | 7 | 2014-08-19 | 2015-05-31 | 99.45 | % | 1 | 0 | mg
Hydrochlorothiazide | Working | PharmaEvo (pvt.) Ltd | 52041327 | NQCL-WRS-H1-81 | NQCL-WRS-H1- | 8 | 2014-08-19 | 2016-09-12 | 99.496 | % | 1 | 0 | mg
Hydrochlorothiazide | Working | cosmos ltd | WRS-H01/04 | NQCL-WRS-H1-91 | NQCL-WRS-H1- | 9 | 2014-04-28 | 2014-09-10 | 99.4 | % | 1 | 0 | mg
Hydrochlorothiazide | Working | Cadila pharmaceuticals ltd | WS205M0 | NQCL-WRS-H1-101 | NQCL-WRS-H1- | 10 | 2014-05-06 | 2014-09-19 | 99.6 | % | 1 | 0 | mg
Hydrochlorothiazide | Working | msn labs ltd | HYDWS1301 | NQCL-WRS-H1-111 | NQCL-WRS-H1- | 11 | 2014-09-11 | 2015-05-31 | 0 | % | 2 | 0 | mg
Hydrochlorothiazide | Working | Norvatis | C0219 | NQCL-WRS-H1-121 | NQCL-WRS-H1- | 12 | 2014-10-30 | 2015-07-04 | 100 | % | 1 | 0 | mg
Hydrochlorothiazide | Working | cadila healthcare ltd | WS112C0 | NQCL-WRS-H1-131 | NQCL-WRS-H1- | 13 | 2014-12-02 | 2015-10-30 | 99.5 | % | 1 | 0 | mg
Î±- Î² Arteether IH | Working | coral laboratories ltd | 2028AH2RI | NQCL-WRS-A11-3 | NQCL-WRS-A11- | 3 | 2013-07-25 | 2015-09-30 | 99.07 | % | 1 | 200 | mg
Ibuprofen Bp | Working | Marion biotech pvt ltd | 4000/13/0096 | NQCL-WRS-I1-61 | NQCL-WRS-I1- | 6 | 2013-08-22 | 2014-02-13 | 99.13 | % | 10 | 20 | mg
Iodinated povidone | Working | Stedman pharmaceuticals ltd | STED/QC/WS/044 | NQCL-WRS-I13-11 | NQCL-WRS-I13- | 1 | 2014-03-13 | 2016-05-31 | 11.19 | % | 1 | 300 | mg
Ivermectin | Working | shenyang Animal health pdt | WS002 | NQCL-WRS-I2-3 | NQCL-WRS-I2- | 3 | 2014-02-06 | 2015-03-26 | 96.5 | % | 2 | 300 | mg
Lamivudine | Working | Aurobindo Pharma LTD | 07WS13000057 | NQCL-WRS-L3-2 | NQCL-WRS-L3- | 2 | 2014-06-16 | 2015-05-30 | 99.6 | % | 1 | 0 | mg
Lamivudine | Working | Aurobindo Pharma LTD | 03WS1400052 | NQCL-WRS-L3-3 | NQCL-WRS-L3- | 3 | 2014-09-25 | 2015-04-25 | 99.8 | % | 2 | 0 | mg
latanoprost | Working | sun pharmaceuticals ltd | Ws13057 | NQCL-WRS-L19-2 | NQCL-WRS-L19- | 2 | 2013-08-13 | 2014-03-19 | 99.3 | % | 4 | 50 | mg
latanoprost | Working | sun pharmaceuticals ltd | WS13057 | NQCL-WRS-L19-3 | NQCL-WRS-L19- | 3 | 2013-08-13 | 2014-03-19 | 99.1 | % | 1 | 2000 | mg
Levocetirizine Dihydrochloride | Working | indoco remedies ltd, GOA | WS-91/14 | NQCL-WRS-L8-2 | NQCL-WRS-L8- | 2 | 2014-10-09 | 2015-12-31 | 0 | % | 1 | 300 | mg
Levocetirizine Dihydrochloride | Working | indoco remedies ltd, GOA | WS-91/14 | NQCL-WRS-L8-3 | NQCL-WRS-L8- | 3 | 2014-10-09 | 2015-12-31 | 100.45 | % | 1 | 300 | mg
Levofloxacin Hemihydrate | Working | Medpharm | ZO29-1108340 | NQCL-WRS-L9-21 | NQCL-WRS-L9- | 2 | 2013-10-29 | 2015-08-31 | 96.78 | % | 1 | 300 | mg
Levofloxacin Hemihydrate | Working | msn labs ltd | LEVWS1201 | NQCL-WRS-L9-31 | NQCL-WRS-L9- | 3 | 2013-04-30 | 2014-08-26 | 100.2 | % | 1 | 300 | mg
Levofloxacin Hemihydrate | Working | CCL PHARMACEUTICALS | KY-LFA-M20130612 | NQCL-WRS-L9-61 | NQCL-WRS-L9- | 6 | 2014-04-10 | 2017-06-17 | 97.06 | % | 1 | 300 | mg
Levofloxacin Hemihydrate | Working | Macleods pharmaceuticals ltd | IES140704101 | NQCL-WRS-L9-41 | NQCL-WRS-L9- | 4 | 2014-10-28 | 2015-06-30 | 97.2 | % | 1 | 300 | mg
Levofloxacin Hemihydrate | Working | ESKAYEF BANGLADESH LTD | KY-LFA-M20120722 | NQCL-WRS-L9-51 | NQCL-WRS-L9- | 5 | 2014-12-09 | 2016-07-23 | 100.89 | % | 1 | 300 | mg
Levofloxacin Hemihydrate | Working | Abacus Parenteral drugs Ltd | 20140112 | NQCL-WRS-L9-61 | NQCL-WRS-L9- | 6 | 2015-04-16 | 2016-05-22 | 99.42 | % | 1 | 300 | mg
Levofloxacin Hemihydrate | Working | Eurolife | WS013-01 | NQCL-WRS-L9-71 | NQCL-WRS-L9- | 7 | 2015-04-13 | 2016-01-04 | 98.88 | % | 1 | 300 | mg
Levofloxacin Hemihydrate | Working | Eurolife | WS013-01 | NQCL-WRS-L9-71 | NQCL-WRS-L9- | 7 | 2015-04-13 | 2016-01-04 | 98.88 | % | 1 | 300 | mg
Levonorgestrel Bp | Working | acme formulation pvt. ltd | AF/HBQC/WS/001/13-14 | NQCL-WRS-L4-3 | NQCL-WRS-L4- | 3 | 2014-06-20 | 2014-03-14 | 99.15 | % | 1 | 5000 | mg
Linezolid | Working | SYMED LABS LTD | LNZ0871113 | NQCL-WRS-L10-2 | NQCL-WRS-L10- | 2 | 2014-10-02 | 2015-12-31 | 99.6 | % | 1 | 0 | mg
Loratadine | Working | KOTRA PHARMA SDN BHD | WS14030 | NQCL-WRS-L24-1 | NQCL-WRS-L24- | 1 | 2015-05-05 | 2016-06-27 | 99.3 | % | 1 | 0 | mg
L-ornithine-L-Aspartate | Working | Win - Medicare private ltd | ws-37 | NQCL-WRS-L2-11 | NQCL-WRS-L2- | 1 | 2013-03-24 | 2014-09-24 | 98.96 | % | 1 | 2000 | mg
Lornoxicam | Working | glenmark | WS/008/13 | NQCL-WRS-L7-11 | NQCL-WRS-L7- | 1 | 2013-06-13 | 2014-10-01 | 99.8 | % | 1 | 500 | mg
Loteprednol Etabonate | Working | Popular pharmaceuticals ltd | WS/14/245 | NQCL-WRS-L14-1 | NQCL-WRS-L14- | 1 | 2014-07-22 | 2016-08-03 | 99.3 | % | 1 | 300 | mg
Lumefantrine | Working | Norvatis | H3012 | NQCL-WRS-L1-31 | NQCL-WRS-L1- | 3 | 2013-12-03 | 2014-01-31 | 99.8 | % | 1 | 0 | mg
Lumefantrine | Working | shelys | 3011LU7JM | NQCL-WRS-L1-4 | NQCL-WRS-L1- | 4 | 2014-07-10 | 2018-07-31 | 100.46 | % | 1 | 0 | mg
Lumefantrine | Working | STRIDES | 1070-WS-130006 | NQCL-WRS-L1-51 | NQCL-WRS-L1- | 5 | 2014-05-29 | 2016-04-30 | 99.6 | % | 2 | 0 | mg
Lumefantrine | Working | Ajanta Pharma Limited | WS/L-03.17 | NQCL-WRS-L1-81 | NQCL-WRS-L1- | 8 | 2014-12-02 | 2015-07-31 | 99.8 | % | 1 | 0 | mg
Menthol Usp | Working | Marion biotech pvt ltd | BA23913 | NQCL-WRS-M21-2 | NQCL-WRS-M21- | 2 | 2013-11-28 | 2018-09-19 | 97 | % | 1 | 200 | mg
Menthol Usp | Working | Troikaa pharamaceuticals ltd | WS/T-011/13A | NQCL-WRS-M21-3 | NQCL-WRS-M21- | 3 | 2014-02-06 | 2014-09-08 | 100 | % | 1 | 500 | mg
Metronidazole Benzoate | Working | Marion biotech pvt ltd | MBO/13060293 | NQCL-WRS-M11-21 | NQCL-WRS-M11- | 2 | 2013-11-28 | 2014-08-13 | 98.98 | % | 1 | 300 | mg
Miconazole Nitrate | Working | Stedman pharmaceuticals ltd | STED/QC/WS/038 | NQCL-WRS-M25-2 | NQCL-WRS-M25- | 2 | 2014-03-03 | 2014-12-31 | 99.24 | % | 1 | 300 | mg
Mometasone Furoate | Working | glenmark | WSI/016/14 | NQCL-WRS-M9-2 | NQCL-WRS-M9- | 2 | 2014-07-10 | 2016-11-30 | 99.1 | % | 1 | 500 | mg
Mometasone Furoate | Working | Ajanta Pharma Limited | WS/M-08.14 | NQCL-WRS-M9-3 | NQCL-WRS-M9- | 3 | 2014-10-30 | 2014-10-30 | 101.3 | % | 1 | 300 | mg
Moxifloxacin Hydrochloride | Working | indico remedies ltd, GOA | WS/MH-UE/001 | NQCL-WRS-M10-1 | NQCL-WRS-M10- | 1 | 2013-08-13 | 2014-11-25 | 98.4 | % | 1 | 3000 | mg
Moxifloxacin Hydrochloride | Working | sun pharmaceuticals ltd | FOH454 | NQCL-WRS-M10-2 | NQCL-WRS-M10- | 2 | 2013-08-08 | 2014-08-30 | 98.8 | % | 1 | 2000 | mg
Moxifloxacin Hydrochloride | Working | msn labs ltd | MOXWS1202 | NQCL-WRS-M10-3 | NQCL-WRS-M10- | 3 | 2013-10-01 | 2014-08-31 | 99.8 | % | 1 | 300 | mg
Moxifloxacin Hydrochloride | Working | CCL PHARMACEUTICALS | EL-03/L011/14040 | NQCL-WRS-M10-4 | NQCL-WRS-M10- | 4 | 2014-10-28 | 2017-04-30 | 94.73 | % | 1 | 300 | mg
Nebivolol Hydrochloride | Working | Cadila pharmaceuticals ltd | QC/WS/NEBI.-01/14 | NQCL-WRS-N9-2 | NQCL-WRS-N9- | 2 | 2014-07-24 | 2016-04-18 | 99.5 | % | 2 | 300 | mg
Neomycin | Working | shelys | ws 10/13 | NQCL-WRS-N6-1 | NQCL-WRS-N6- | 1 | 2014-01-21 | 2015-05-31 | 62.5 | iu/mg | 1 | 2000 | mg
Olopatadine Hydrochloride | Working | indoco remedies ltd, GOA | WS/OH/USP/001 | NQCL-WRS-O2-4 | NQCL-WRS-O2- | 4 | 2014-06-24 | 2015-02-04 | 99.7 | % | 1 | 500 | mg
Olopatadine Hydrochloride | Working | Popular pharmaceuticals ltd | WS/13(2)/132 | NQCL-WRS-O2-5 | NQCL-WRS-O2- | 5 | 2014-07-22 | 2016-04-13 | 99.9 | % | 1 | 300 | mg
Omeprazole | Working | cadila healthcare ltd | WS069P0 | NQCL-WRS-O14-51 | NQCL-WRS-O14- | 5 | 2014-05-29 | 2016-04-20 | 99.5 | % | 1 | 0 | mg
Ondansetron Hydrochloride | Working | NU Therapeutics Pvt Ltd | WS/OH/USP/1401 | NQCL-WRS-O1-5 | NQCL-WRS-O1- | 5 | 2014-06-26 | 2015-01-31 | 100.1 | % | 1 | 300 | mg
PACLITAXEL | Working | Hetero Labs Limited | PCWS/14 | NQCL-WRS-P28-2 | NQCL-WRS-P28- | 2 | 2014-06-24 | 2015-04-30 | 100.4 | % | 1 | 200 | mg
Pantoprazole Sodiumsesquihydra | Working | Aurobindo Pharma LTD | 07WS13000037 | NQCL-WRS-P11-2 | NQCL-WRS-P11- | 2 | 2014-07-16 | 2016-08-16 | 93.3 | % | 1 | 300 | mg
Pantoprazole Sodiumsesquihydra | Working | Sigmatec pharmaceuticals | ACGH003923 | NQCL-WRS-P11-1 | NQCL-WRS-P11- | 1 | 2014-07-10 | 2015-07-31 | 99.5 | % | 1 | 300 | mg
Paracetamol | Working | Marion biotech pvt ltd | 1456/13-14 | NQCL-WRS-P1-81 | NQCL-WRS-P1- | 8 | 2014-01-23 | 2017-07-31 | 99.26 | % | 1 | 0 | mg
Paracetamol | Working | Ratnamani | 2495 | NQCL-WRS-P1-111 | NQCL-WRS-P1- | 11 | 2015-03-17 | 2015-12-31 | 99.08 | % | 1 | 0 | mg
Paracetamol | Working | HEBEI JIHENG | 1403105 | NQCL-WRS-P1-12 | NQCL-WRS-P1- | 12 | 2015-03-10 | 2018-02-28 | 99.7 | % | 1 | 0 | mg
Penicillin G sodium salt-1650 | Working | Sigma-Aldrich | 071MO741V | NQCL-WRS-P8-11 | NQCL-WRS-P8- | 1 | 1970-01-01 | 2014-09-30 | 165.4 | iu/mg | 1 | 300 | mg
Phenylephrine hydrochloride | Working | akriti pharmaceuticals Pvt. lt | PEO/II/1212/103/106 | NQCL-WRS-P24-3 | NQCL-WRS-P24- | 3 | 2014-03-28 | 2017-11-30 | 99.09 | % | 1 | 300 | mg
Pregabalin | Working | Ranbaxy lab ltd | PS_P263/02 | NQCL-WRS-P3-4 | NQCL-WRS-P3- | 4 | 2014-07-22 | 2015-02-04 | 100 | % | 1 | 0 | mg
Pyrazinamide | Working | Universal Corporation | WRSPE15-043 | NQCL-WRS-P19-31 | NQCL-WRS-P19- | 3 | 2015-04-09 | 2016-03-31 | 100 | % | 1 | 0 | mg
Rabeprazole | Working | Aurobindo Pharma LTD | WS-007 | NQCL-WRS-R6-2 | NQCL-WRS-R6- | 2 | 2014-06-19 | 2014-09-01 | 99 | % | 1 | 0 | mg
Ramipril | Working | Cadila pharmaceuticals ltd | QC/WS/RAMI-01/12 | NQCL-WRS-R2-3 | NQCL-WRS-R2- | 3 | 2014-01-28 | 2014-06-03 | 99.3 | % | 1 | 200 | mg
Ramipril | Working | Cadila pharmaceuticals ltd | QC/WS/RAMI.01/14 | NQCL-WRS-R2-4 | NQCL-WRS-R2- | 4 | 2014-03-04 | 2016-02-15 | 99.4 | % | 1 | 300 | mg
Rosuvastatin Calcium | Working | Macleods pharmaceuticals ltd | E/9971/A14001 | NQCL-WRS-R1-21 | NQCL-WRS-R1- | 2 | 2014-07-17 | 2015-08-24 | 96 | % | 2 | 300 | mg
Rosuvastatin Calcium | Working | Macleods pharmaceuticals ltd | IWS140402300 | NQCL-WRS-R1-8 | NQCL-WRS-R1- | 8 | 2014-07-10 | 2015-03-31 | 96 | % | 1 | 300 | mg
Rosuvastatin Calcium | Working | PharmaEvo (pvt.) Ltd | 20131222-1 | NQCL-WRS-R1-4 | NQCL-WRS-R1- | 4 | 2014-08-19 | 2015-12-21 | 98.053 | % | 1 | 300 | mg
Rosuvastatin Calcium | Working | MSN Laboratories | ROWSWS1401 | NQCL-WRS-R1-5 | NQCL-WRS-R1- | 5 | 2014-08-21 | 2016-05-31 | 99.8 | % | 1 | 500 | mg
Rosuvastatin Calcium | Working | msn labs ltd | ROSWS1401 | NQCL-WRS-R1-6 | NQCL-WRS-R1- | 6 | 2014-08-26 | 2016-05-31 | 99.8 | % | 2 | 300 | mg
Rosuvastatin Calcium | Working | atoz pharmaceuticals pvt ltd | EL-03/L114/14039 | NQCL-WRS-R1-7 | NQCL-WRS-R1- | 7 | 2014-10-30 | 2018-06-30 | 99.29 | % | 1 | 300 | mg
Salbutamol Sulphate | Working | Astra lifecare | QC/WS/027 | NQCL-WRS-S8-3 | NQCL-WRS-S8- | 3 | 2014-06-17 | 2015-02-11 | 98.52 | % | 1 | 300 | mg
Salbutamol Sulphate | Working | Hetero Labs Limited | WS13007 | NQCL-WRS-S8-4 | NQCL-WRS-S8- | 4 | 2014-09-02 | 2015-11-28 | 99.9 | % | 1 | 300 | mg
Salbutamol Sulphate | Working | S kant healthcare ltd | WS/C/S27/14 | NQCL-WRS-S8-5 | NQCL-WRS-S8- | 5 | 2015-01-12 | 2016-02-20 | 99.48 | % | 1 | 300 | mg
Salbutamol Sulphate | Working | dgd | ff | NQCL-WRS-S8-6 | NQCL-WRS-S8- | 6 | 2015-02-25 | 2015-02-17 | 56.55 | Î¼g/g | 1 | 54 | mg
Secnidazole | Working | Bliss Indasi Life Science Pvt. | SNZ/51030042 | NQCL-WRS-S7-2 | NQCL-WRS-S7- | 2 | 2013-11-28 | 2016-02-29 | 99.65 | % | 1 | 300 | mg
Sildenafil Citrate | Working | Bliss Indasi Life Science Pvt. | 2311020/2SC | NQCL-WRS-S1-2 | NQCL-WRS-S1- | 2 | 2014-01-28 | 2014-08-09 | 99.79 | % | 1 | 1000 | mg
Sildenafil Citrate | Working | NU Therapeutics Pvt Ltd | WS/SC/USP/1401 | NQCL-WRS-S1-3 | NQCL-WRS-S1- | 3 | 2014-07-17 | 2015-06-15 | 99.7 | % | 1 | 300 | mg
Sildenafil Citrate | Working | akriti pharmaceuticals Pvt. lt | 065052013SC | NQCL-WRS-S1-4 | NQCL-WRS-S1- | 4 | 2014-03-28 | 2018-04-30 | 99.72 | % | 1 | 300 | mg
Sildenafil Citrate | Working | Flamingo | S/SILD-14/04 | NQCL-WRS-S1-5 | NQCL-WRS-S1- | 5 | 2014-05-29 | 2015-04-09 | 98.62 | % | 1 | 300 | mg
Sildenafil Citrate | Working | cosmos ltd | WRS-S14/02 | NQCL-WRS-S1-6 | NQCL-WRS-S1- | 6 | 2014-10-22 | 2019-08-31 | 98.7 | % | 1 | 300 | mg
Simvastatin | Working | Cadila pharmaceuticals ltd | QC/WS/SIMVA-01/12 | NQCL-WRS-S22-2 | NQCL-WRS-S22- | 2 | 2014-01-28 | 2014-06-12 | 99.5 | % | 1 | 200 | mg
SITAGLIPTIN PHOSPHATE MONOHYDR | Working | CCL PHARMACEUTICALS | 20140216 | NQCL-WRS-S35-2 | NQCL-WRS-S35- | 2 | 2014-10-28 | 2016-02-29 | 94.95 | % | 1 | 300 | mg
Sodium Benzoate | Working | KOTRA PHARMA SDN BHD | WS14008 | NQCL-WRS-S2-1 | NQCL-WRS-S2- | 1 | 2014-06-24 | 2015-05-08 | 99.74 | % | 1 | 200 | mg
Sodium Citrate | Working | beta healthcare | 1235211 | NQCL-WRS-S3-11 | NQCL-WRS-S3- | 1 | 2014-02-27 | 2016-01-31 | 100.48 | % | 1 | 500 | mg
Sulbactam Sulphate | Working | beta healthcare | 253/12/R | NQCL-WRS-S6-3 | NQCL-WRS-S6- | 3 | 2013-07-16 | 2017-01-24 | 100.35 | % | 1 | 2000 | mg
Sulfamethoxazole | Working | Astra lifecare | QC/WS/044 | NQCL-WRS-S12-31 | NQCL-WRS-S12- | 3 | 2014-07-17 | 2015-10-10 | 99.48 | % | 1 | 0 | mg
Sulfamethoxazole | Working | S kant healthcare ltd | ws/14/036 | NQCL-WRS-S12-21 | NQCL-WRS-S12- | 2 | 2015-01-12 | 2016-06-08 | 99.58 | % | 1 | 0 | mg
Telmisartan | Working | JIANGSU ZHONGBANG PHARMACEUTIC | 20131201 | NQCL-WRS-T3-41 | NQCL-WRS-T3- | 4 | 2014-08-19 | 2015-12-31 | 99.3 | % | 1 | 0 | mg
Telmisartan | Working | cosmos ltd | WRS-T11/01 | NQCL-WRS-T3-51 | NQCL-WRS-T3- | 5 | 2014-05-15 | 2016-03-24 | 99.4 | % | 1 | 0 | mg
Tenofovir Disoproxil Fumarate | Working | Aurobindo Pharma LTD | 07WS13000091 | NQCL-WRS-T11-4 | NQCL-WRS-T11- | 4 | 2014-06-16 | 2014-09-24 | 99.8 | % | 1 | 300 | mg
Tenofovir Disoproxil Fumarate | Working | Aurobindo Pharma LTD | 03WSS14000090 | NQCL-WRS-T11-3 | NQCL-WRS-T11- | 3 | 2014-09-25 | 2015-07-31 | 99.3 | % | 1 | 300 | mg
Timolol Maleate | Working | Ajanta Pharma Limited | WS/T-02.12 | NQCL-WRS-T6-2 | NQCL-WRS-T6- | 2 | 2014-03-04 | 2014-07-31 | 99.6 | % | 1 | 300 | mg
Timolol Maleate | Working | indico remedies ltd, GOA | WS/TM-UE/001 | NQCL-WRS-T6-3 | NQCL-WRS-T6- | 3 | 2014-08-28 | 2015-08-01 | 100 | % | 7 | 300 | mg
Tramadol HCL | Working | Neon labos ltd | WS-1405 | NQCL-WRS-T9-81 | NQCL-WRS-T9- | 8 | 2014-06-24 | 2014-12-19 | 99.79 | % | 1 | 100 | mg
Tramadol HCL | Working | Macleods pharmaceuticals ltd | JWS140413500C | NQCL-WRS-T9-91 | NQCL-WRS-T9- | 9 | 2014-06-24 | 2015-03-31 | 99.8 | % | 1 | 300 | mg
Tramadol HCL | Working | Cadila pharmaceuticals ltd | WS131c0 | NQCL-WRS-T9-51 | NQCL-WRS-T9- | 5 | 2014-03-18 | 2015-12-31 | 99.8 | % | 1 | 300 | mg
Tramadol HCL | Working | INOGENT | TH033L13 | NQCL-WRS-T9-1 | NQCL-WRS-T9- | 1 | 2014-07-10 | 2018-11-30 | 99.6 | % | 1 | 300 | mg
Tramadol HCL | Working | Rusan | TH01660913 | NQCL-WRS-T9-61 | NQCL-WRS-T9- | 6 | 2014-07-17 | 2014-07-17 | 99.33 | % | 1 | 300 | mg
Tramadol HCL | Working | Flamingo | S/TRAMA-14/04 | NQCL-WRS-T9-71 | NQCL-WRS-T9- | 7 | 2014-10-02 | 2015-07-03 | 99.79 | % | 1 | 300 | mg
Tramadol HCL | Working | Unichem lab ltd | TRAM-BP-11 | NQCL-WRS-T9-21 | NQCL-WRS-T9- | 2 | 2014-11-11 | 2016-07-08 | 99.87 | % | 1 | 300 | mg
Valsartan | Working | Aegis ltd | C5069-12-014 | NQCL-WRS-V1-11 | NQCL-WRS-V1- | 1 | 2014-06-04 | 2015-02-28 | 99.8 | % | 1 | 0 | mg
Valsartan | Working | Hetero Labs Limited | VTWS/12 | NQCL-WRS-V1-21 | NQCL-WRS-V1- | 2 | 2013-11-28 | 2014-09-30 | 99.9 | % | 1 | 0 | mg
Valsartan | Working | pharmEvo (pvt) Ltd | 64641031401 | NQCL-WRS-V1-41 | NQCL-WRS-V1- | 4 | 2014-08-19 | 2016-09-30 | 100.5 | % | 1 | 0 | mg
Valsartan | Working | cadila healthcare ltd | WS186NO | NQCL-WRS-V1-11 | NQCL-WRS-V1- | 1 | 2014-05-06 | 2014-09-07 | 98.7 | % | 1 | 0 | mg
VaxiRab | Working | cadila healthcare ltd | MA1425 | NQCL-WRS-V10-1 | NQCL-WRS-V10- | 1 | 2014-02-06 | 2015-02-06 | 7 | iu/mL | 2 | 100 | mg
VaxiRab | Working | cadila healthcare ltd | MA1425 | NQCL-WRS-V10-0 | NQCL-WRS-V10- | 0 | 2014-02-06 | 2015-09-30 | 7 | iu/mL | 2 | 100 | mg
Voriconazole | Working | msn labs ltd | VORWS1301 | NQCL-WRS-V2-2 | NQCL-WRS-V2- | 2 | 2014-09-18 | 2015-11-30 | 99.59 | % | 2 | 300 | mg
Zidovudine | Working | Aurobindo Pharma LTD | 03WS1400044 | NQCL-WRS-Z1-21 | NQCL-WRS-Z1- | 2 | 2014-09-25 | 2015-04-21 | 99.7 | % | 1 | 0 | mg
Ambroxol Hydrochloride | Working | S kant healthcare ltd | ws/14/004 | NQCL-WRS-A26-21 | NQCL-WRS-A26- | 2 | 2015-01-12 | 2016-01-16 | 100.2 | % | 1 | 300 | mg
Artesunate | Working | Bliss Indasi Life Science Pvt. | SEP/13037 | NQCL-WRS-A15-21 | NQCL-WRS-A15- | 2 | 2013-11-28 | 2016-06-30 | 99.3 | % | 1 | 0 | mg
Bisoprolol Fumerate | Working | cadila healthcare ltd | WS255NO | NQCL-WRS-B12-21 | NQCL-WRS-B12- | 2 | 2014-12-02 | 2015-12-16 | 99.3 | % | 1 | 200 | mg
Bisoprolol Fumerate | Working | Cadila healthcare ltd | WS255C0 | NQCL-WRS-B12-31 | NQCL-WRS-B12- | 3 | 2014-11-27 | 2016-01-01 | 99.7 | % | 1 | 300 | mg
Ceftriaxone Sodium | Working | Popular pharmaceuticals ltd | WS/13(2)/048 | NQCL-WRS-C2-8 | NQCL-WRS-C2- | 8 | 2014-10-07 | 2018-06-30 | 855.77 | Î¼g/g | 1 | 300 | mg
Cefuroxime Axetil | Working | atoz pharmaceuticals pvt ltd | BCFANG002714 | NQCL-WRS-C3-2 | NQCL-WRS-C3- | 2 | 2014-10-16 | 2017-04-30 | 82.152 | % | 1 | 300 | mg
Chlorpheniramine maleate | Working | beta healthcare | GW/CPM20113 | NQCL-WRS-C30-11 | NQCL-WRS-C30- | 1 | 2014-02-27 | 2017-01-31 | 99.79 | % | 1 | 300 | mg
Chlorpheniramine Maleate Bp | Working | Yash pharma laboratories pvt l | WC/004 | NQCL-WRS-C30-11 | NQCL-WRS-C30- | 1 | 2014-01-13 | 2017-11-30 | 99.01 | % | 1 | 200 | mg
Clindamycin Phosphate | Working | Aurochem | P-06-WS20131203 | NQCL-WRS-C4-11 | NQCL-WRS-C4- | 1 | 2014-10-09 | 2017-12-31 | 928.6 | % | 1 | 300 | mg
Diclofenac Sodium | Working | Troikaa pharamaceuticals ltd | WS/T-008/13/A | NQCL-WRS-D6-2 | NQCL-WRS-D6- | 2 | 2014-02-06 | 2018-05-31 | 99.37 | % | 1 | 300 | mg
Diclofenac Sodium | Working | Henan Dongtai pharm co.,ltd | 131229-5W | NQCL-WRS-D6-1 | NQCL-WRS-D6- | 1 | 2014-07-10 | 2017-12-28 | 100.24 | % | 1 | 200 | mg
Dicyclomine Hydrochloride | Working | KOTRA PHARMA SDN BHD | ws14034 | NQCL-WRS-D12-1 | NQCL-WRS-D12- | 1 | 2014-09-16 | 2016-07-31 | 99.42 | % | 3 | 300 | mg
Diflucortolone Valearate | Working | Bilim pharmaceuticals | 2139VMOC0051222 | NQCL-WRS-D16-1 | NQCL-WRS-D16- | 1 | 2014-07-22 | 2015-01-31 | 98.2 | % | 1 | 500 | mg
Folic acid | Working | Barque pharmaceuticals ltd | WS/FAL/18 | NQCL-WRS-F3-4 | NQCL-WRS-F3- | 4 | 2014-08-19 | 2019-03-31 | 99.88 | % | 1 | 300 | mg
Folic acid | Working | Yash pharma laboratories pvt l | 1310003 | NQCL-WRS-F3-5 | NQCL-WRS-F3- | 5 | 2014-06-18 | 2017-10-31 | 99.2 | % | 1 | 300 | mg
GLYCOPYRRONIUM BROMIDE/DS03 | Working | Novartis | C009 | NQCL-WRS-G11-1 | NQCL-WRS-G11- | 1 | 2015-04-14 | 2018-03-09 | 100.1 | % | 1 | 300 | mg
Hydrochlorothiazide | Working | MSN Laboratories | HYDWS1301 | NQCL-WRS-H1-41 | NQCL-WRS-H1- | 4 | 2014-08-19 | 2015-05-31 | 99.45 | % | 1 | 0 | mg
Lamivudine | Working | Aurobindo Pharma LTD | 07WS13000057 | NQCL-WRS-L3-4 | NQCL-WRS-L3- | 4 | 2014-06-16 | 2015-05-30 | 99.6 | % | 1 | 0 | mg
Lamivudine | Working | Aurobindo Pharma LTD | 03WS1400052 | NQCL-WRS-L3-5 | NQCL-WRS-L3- | 5 | 2014-09-25 | 2015-04-25 | 99.8 | % | 2 | 0 | mg
Levocetirizine Dihydrochloride | Working | Hetero Labs Limited | 001052012LCH | NQCL-WRS-L8-1 | NQCL-WRS-L8- | 1 | 2014-05-06 | 2017-04-30 | 99.8 | % | 1 | 300 | mg
Levofloxacin Hemihydrate | Working | CCL PHARMACEUTICALS | KY-LFA-M20130612 | NQCL-WRS-L9-81 | NQCL-WRS-L9- | 8 | 2014-04-10 | 2017-06-17 | 97.06 | % | 1 | 300 | mg
Levofloxacin Hemihydrate | Working | CCL PHARMACEUTICALS | KY-LFA-M20140419E | NQCL-WRS-L9-11 | NQCL-WRS-L9- | 1 | 2014-09-30 | 2018-02-28 | 99.66 | % | 1 | 300 | mg
Linezolid | Working | SYMED LABS LTD | LNZ0871113 | NQCL-WRS-L10-1 | NQCL-WRS-L10- | 1 | 2014-10-02 | 2015-12-31 | 99.6 | % | 1 | 0 | mg
Menthol Usp | Working | Marion biotech pvt ltd | BA23913 | NQCL-WRS-M21-41 | NQCL-WRS-M21- | 4 | 2013-11-28 | 2018-09-19 | 97 | % | 1 | 200 | mg
Metformin Hydrochloride | Working | msn labs ltd | METWS1401 | NQCL-WRS-M19-1 | NQCL-WRS-M19- | 1 | 2014-10-22 | 2016-04-30 | 99.52 | % | 1 | 300 | mg
Methyl Paraben | Working | deva | MP-200/11-12 | NQCL-WRS-M4-11 | NQCL-WRS-M4- | 1 | 2014-03-11 | 2017-03-31 | 100.19 | % | 1 | 300 | mg
Methyl salicylate | Working | Marion biotech pvt ltd | F-3846 | NQCL-WRS-M20-2 | NQCL-WRS-M20- | 2 | 2013-11-28 | 2019-06-30 | 99.54 | % | 1 | 300 | mg
Mometasone Furoate | Working | glenmark | WSI/016/14 | NQCL-WRS-M9-4 | NQCL-WRS-M9- | 4 | 2014-07-10 | 2016-11-30 | 99.1 | % | 1 | 500 | mg
Montelukast Sodium | Working | cadila healthcare ltd | WS062C0 | NQCL-WRS-M6-5 | NQCL-WRS-M6- | 5 | 2014-01-13 | 2015-07-03 | 98.1 | % | 1 | 500 | mg
Olapatadine hydrochloride | Working | Popular pharmaceuticals ltd | WS/13(2)/132 | NQCL-WRS-O13-1 | NQCL-WRS-O13- | 1 | 2014-07-22 | 2016-04-13 | 99.9 | % | 1 | 300 | mg
Olmesartan Medoxomil | Working | Macleods pharmaceuticals ltd | RS1308036700 | NQCL-WRS-O11-2 | NQCL-WRS-O11- | 2 | 2014-02-27 | 2015-07-31 | 99.4 | % | 1 | 300 | mg
Olopatadine Hydrochloride | Working | Popular pharmaceuticals ltd | WS/13(2)/132 | NQCL-WRS-O2-1 | NQCL-WRS-O2- | 1 | 2014-07-22 | 2016-04-13 | 99.9 | % | 1 | 300 | mg
Olopatadine Hydrochloride | Working | indoco remedies ltd, GOA | WS/OH-U/001 | NQCL-WRS-O2-2 | NQCL-WRS-O2- | 2 | 2014-10-09 | 2015-11-19 | 99.7 | % | 1 | 300 | mg
Omeprazole | Working | cadila healthcare ltd | WS069P0 | NQCL-WRS-O14-5 | NQCL-WRS-O14- | 5 | 2014-05-29 | 2016-04-20 | 99.5 | % | 1 | 0 | mg
Phenylephrine hydrochloride | Working | Yash pharma laboratories pvt l | PHEN/001/12 | NQCL-WRS-P24-11 | NQCL-WRS-P24- | 1 | 2013-11-12 | 2015-07-31 | 98.74 | % | 1 | 500 | mg
Piroxicam | Working | navketan pharma pvt ltd | ws/14/2014 | NQCL-WRS-P32-11 | NQCL-WRS-P32- | 1 | 2014-04-28 | 2018-08-31 | 100.18 | % | 1 | 0 | mg
Pitavastatin Calcium | Working | cadila healthcare ltd | WS050D0 | NQCL-WRS-P33-1 | NQCL-WRS-P33- | 1 | 2014-10-09 | 2016-05-06 | 99.5 | % | 1 | 300 | mg
Pramipexole Dihydrochloride Mo | Working | sun pharmaceuticals ltd | 1416/WS/004 | NQCL-WRS-P10-1 | NQCL-WRS-P10- | 1 | 2013-06-16 | 2016-08-31 | 99.6 | % | 1 | 300 | mg
Azelastine Hcl | Working | glenmark | WSI/015/14 | NQCL-WRS-A35-2 |  | 2 | 2015-04-22 | 2015-06-10 | 99.7 | % | 1 | 300 | mg
Ceftriaxone Sodium | Working | ESKAYEF BANGLADESH LTD | 2081403054 | NQCL-WRS-C2-9 |  | 9 | 2015-07-07 | 2017-02-28 | 81.59 | % | 1 | 300 | mg
Benzalkonium Chloride | Working | Ajanta Pharma Limited | WSI/B-02.19 | NQCL-WRS-B1-1 |  | 1 | 2015-07-02 | 2015-12-25 | 49.9 | % | 1 | 200 | mg
Sildenafil Citrate | Working | Ashish life science ltd | QC/WS/043 | NQCL-WRS-S1-7 |  | 7 | 2015-07-02 | 2016-04-15 | 98.96 | % | 1 | 200 | mg
Sildenafil Citrate | Working | Astra lifecare | QC/WS/043 | NQCL-WRS-S1-8 |  | 8 | 2015-07-02 | 2016-04-15 | 98.96 | % | 1 | 200 | mg
Linagliptin | Working | CCL PHARMACEUTICALS | 140730 | NQCL-WRS-L25-1 |  | 1 | 2015-06-09 | 2016-07-31 | 97.85 | % | 1 | 0 | mg
Budesonide | Working | Midas Care Pharmaceuticals ltd | 6113-b-15003 | NQCL-WRS-B20-1 |  | 1 | 2015-07-09 | 2017-11-30 | 99.33 | % | 1 | 200 | mg
Benzalkonium Chloride | Working | Ajanta Pharma Limited | WSI/B-02.21 | NQCL-WRS-B1-2 |  | 2 | 2015-08-04 | 2016-07-10 | 50.1 | % | 1 | 200 | mL
Artemether | Working | Themis medicare | WS-02/15 | NQCL-WRS-A5-8 |  | 8 | 2015-07-09 | 2016-07-07 | 99.85 | % | 1 | 0 | mg
Diclofenac Sodium | Working | Aarti Drugs ltd | DFS/13020035 | NQCL-WRS-D6-6 |  | 6 | 2015-07-09 | 2016-01-31 | 99.65 | % | 1 | 300 | mg
Diclofenac Sodium | Working | Aarti Drugs ltd | DFS/13020035 | NQCL-WRS-D6-6 |  | 6 | 2015-07-09 | 2016-06-30 | 99.65 | % | 1 | 200 | mg
Arteether | Working | Themis medicare | WS-03/15 | NQCL-WRS-A45-1 |  | 1 | 2015-07-09 | 2016-07-03 | 99.08 | % | 1 | 300 | mg
Diclofenac Diethylamine | Working | Themis medicare | WS/DDA/01 | NQCL-WRS-D11-2 |  | 2 | 2015-07-09 | 2016-05-26 | 99.07 | % | 1 | 200 | mg
Piperaquine Phosphate | Working | coral laboratories ltd | 3017PU3RM | NQCL-WRS-P9-3 |  | 3 | 2015-07-09 | 2018-04-30 | 99.08 | % | 1 | 300 | mg
Dihydroartemisinin | Working | coral laboratories ltd | DHA-005-13 | NQCL-WRS-D5-3 |  | 3 | 2015-07-09 | 2016-01-16 | 98.7 | % | 1 | 0 | mg
Olopatadine Hydrochloride | Working | Ajanta Pharma Limited | WS/O-05.14 | NQCL-WRS-O2-6 |  | 6 | 2015-07-02 | 2015-10-29 | 99.6 | % | 1 | 300 | mg
Bromfenac Sodium Sesqihydrate | Working | Ajanta Pharma Limited | WSI/B-04.12 | NQCL-WRS-B21-1 |  | 1 | 2015-07-02 | 2016-04-23 | 99.6 | % | 1 | 200 | mg
Ketotifen Fumerate | Working | Square pharmaceuticals ltd | 1000021080 | NQCL-WRS-K5-1 |  | 1 | 2015-08-06 | 2016-07-31 | 99.18 | % | 1 | 300 | mg
Losartan Potassium | Working | Square pharmaceuticals ltd | H1M331 | NQCL-WRS-L22-2 |  | 2 | 2015-07-02 | 2016-10-29 | 99.36 | % | 1 | 300 | mg
Lactitol Monohydrate | Working | Cadila pharmaceuticals ltd | QC/WS/LACTI.EP/01/14 | NQCL-WRS-L26-1 |  | 1 | 2015-07-02 | 2016-07-21 | 99.5 | % | 1 | 200 | mg
Pregabalin | Working | MSN Laboratories | WS/163R/14 | NQCL-WRS-P3-5 |  | 5 | 2015-07-02 | 2018-09-30 | 98.37 | % | 1 | 0 | mg
Pregabalin | Working | MSN Laboratories | PVWS1201 | NQCL-WRS-P3-6 |  | 6 | 2015-07-02 | 2017-08-06 | 99.8 | % | 1 | 0 | mg
Benzoic Acid | Working | Cadila pharmaceuticals ltd | QC/WS/BENZ.BP/01/14 | NQCL-WRS-B22-1 |  | 1 | 2015-07-02 | 2017-04-10 | 99.6 | % | 1 | 300 | mg
Naproxen Natrium | Working | Bayer healthcare | BT01ETW | NQCL-WRS-N14-1 |  | 1 | 2015-07-02 | 2016-08-09 | 99.4 | % | 1 | 300 | mg
Amphotericin B | Working | BHARAT PARENTERALS LTD | 1960959 | NQCL-WRS-A46-1 |  | 1 | 2015-07-02 | 2015-11-28 | 93.05 | % | 1 | 300 | mg
Lumefantrine | Working | Themis medicare | WS-04/15 | NQCL-WRS-L1-9 |  | 9 | 2015-07-02 | 2016-07-03 | 99.79 | % | 1 | 0 | mg
Metformin Hydrochloride | Working | shelys | 15/5 | NQCL-WRS-M19-8 |  | 8 | 2015-07-02 | 2017-08-31 | 94.49 | % | 1 | 500 | mg
Tadalafil | Working | sun pharmaceuticals ltd | TDL/WRS/1856 | NQCL-WRS-T1-3 |  | 3 | 2015-07-16 | 2015-10-22 | 99.5 | % | 1 | 0 | mg
Azelastine Hcl | Working | sun pharmaceuticals ltd | WS15045 | NQCL-WRS-A35-3 |  | 3 | 2015-07-16 | 2016-04-30 | 100.1 | % | 1 | 300 | mg
Etoricoxib | Working | Square pharmaceuticals ltd | 1000022431 | NQCL-WRS-E21-1 |  | 1 | 2015-07-13 | 2016-06-30 | 99.36 | % | 1 | 0 | mg
Ceftriaxone Sodium | Working | KOTRA PHARMA SDN BHD | WS14042 | NQCL-WRS-C2-10 |  | 10 | 2015-07-02 | 2016-08-26 | 83.292 | % | 1 | 300 | mg
4-Diphenylmethoxypiperidine fu | Working | Almieall | GR-1165-92 | NQCL-WRS-41-1 |  | 1 | 2015-07-02 | 2017-03-09 | 68.7 | % | 1 | 200 | mg
Hydroxybutiridine Fumarate | Working | almirall | SRC-1407-44 | NQCL-WRS-H8-1 |  | 1 | 2015-07-02 | 2016-03-19 | 71.9 | % | 1 | 300 | mg
Benzhydrol | Working | almirall | 417668/1 | NQCL-WRS-B23-1 |  | 1 | 2015-07-02 | 2016-01-22 | 99.2 | % | 1 | 200 | mg
4-Terbutylphenylmethylketone | Working | almirall | A0247809 | NQCL-WRS-42-1 |  | 1 | 2015-07-02 | 2016-04-25 | 99.4 | % | 1 | 300 | mg
4-Terbutylphenylmethylketone | Working | almirall | A0247809 | NQCL-WRS-42-1 |  | 1 | 2015-07-02 | 2016-04-25 | 99.4 | % | 1 | 300 | mg
Ethionamide | Working | Cipla | WS/C/E6/06 | NQCL-WRS-E26-1 |  | 1 | 2015-08-27 | 2017-07-09 | 100 | % | 1 | 0 | mg
Hydrochlorothiazide | Working | Square pharmaceuticals ltd | 1000022609 | NQCL-WRS-H1-10 |  | 10 | 2015-07-17 | 2017-07-02 | 99.6 | % | 1 | 0 | mg
Ammonium Ferrous Sulfate Hexah | Working | Barque pharmaceuticals ltd | WS/AFS/05 | NQCL-WRS-A47-1 |  | 1 | 2015-07-02 | 2017-03-31 | 99.6 | % | 1 | 300 | mg
Tenofovir Disoproxil Fumarate | Working | Shasun | AWS-T03-05 | NQCL-WRS-T11-5 |  | 5 | 2015-09-01 | 2016-05-07 | 99.2 | % | 1 | 300 | mg
Terbinafine Hydrochloride | Working | Hetero Labs Limited | TH711211 | NQCL-WRS-T8-4 |  | 4 | 2015-10-07 | 2016-11-30 | 100.2 | % | 1 | 200 | mg
Sidolosin | Working | MSN Laboratories | SILWS1401 | NQCL-WRS-S30-2 |  | 2 | 2015-07-02 | 2016-09-30 | 99.54 | % | 1 | 300 | mg
Riboflavin | Working | Finecure Pharmaceuticals Limit | H201410011FM | NQCL-WRS-R13-1 |  | 1 | 2015-08-04 | 2016-03-12 | 99.26 | % | 1 | 300 | mg
Nicotinamide | Working | Finecure Pharmaceuticals Limit | 14-0468 | NQCL-WRS-N11-1 |  | 1 | 2015-07-07 | 2019-07-31 | 99.41 | % | 1 | 300 | mg
Ferrous Gluconate | Working | Finecure Pharmaceuticals Limit | FG-14076 | NQCL-WRS-F13-1 |  | 1 | 2015-06-03 | 2019-12-31 | 11.99 | % | 1 | 300 | mg
4-Aminophenol | Working | Finecure Pharmaceuticals Limit | S44301504 | NQCL-WRS-43-1 |  | 1 | 2015-06-10 | 2018-03-31 | 98.7 | % | 0 | 300 | mg
2,6-Dichloroquinone-4- chlorim | Working | Finecure Pharmaceuticals Limit | A125941404 | NQCL-WRS-21-1 |  | 1 | 2015-07-07 | 2019-03-31 | 99.75 | % | 1 | 300 | mg
Atazanavir Sulfate | Working | Mylan | MLNWSD14000118 | NQCL-WRS-A48-1 |  | 1 | 2015-08-04 | 2015-12-20 | 99.3 | % | 1 | 300 | mg
Ciprofloxacin Hcl | Working | APDL DRUGS LTD | HB00N130199 | NQCL-WRS-C28-6 |  | 6 | 2015-04-16 | 2016-08-28 | 99.71 | % | 1 | 300 | mg
Betamethasone Dipropionate | Working | shelys | 08/15 | NQCL-WRS-B9-1 |  | 1 | 2015-03-23 | 2015-06-30 | 100.9 | % | 1 | 300 | mg
Indacateral Maleate | Working | Novartis | C0026 | NQCL-WRS-I18-1 |  | 1 | 2015-04-30 | 2018-01-31 | 100.2 | % | 1 | 300 | mg
Clavunate Potassium | Working | Unichem lab ltd | BAWS15000004 | NQCL-WRS-C31-1 |  | 1 | 2015-05-29 | 2018-06-30 | 41.65 | % | 1 | 300 | mg
Atenolol | Working | shelys | 10F032 | NQCL-WRS-A20-4 |  | 4 | 2015-06-04 | 2019-06-30 | 100.3 | % | 1 | 0 | mg
Bromhexine HCl | Working | Finecure Pharmaceuticals Limit | BH/201401001 | NQCL-WRS-B19-1 |  | 1 | 2015-04-30 | 2016-03-08 | 100.02 | % | 1 | 300 | mg
Pantoprazole sodium | Working | Julphar | 0000000903/II | NQCL-WRS-P29-2 |  | 2 | 2015-05-26 | 2015-12-31 | 93.04 | % | 1 | 300 | mg
Telmisartan | Working | atoz pharmaceuticals pvt ltd | BTLS/1408064 | NQCL-WRS-T3-6 |  | 6 | 2015-05-26 | 2016-03-22 | 100.31 | % | 1 | 0 | mg
Esomeprazole Magnesium | Working | atoz pharmaceuticals pvt ltd | ESM/1501021 | NQCL-WRS-E20-2 |  | 2 | 2015-05-26 | 2015-12-31 | 100.31 | % | 1 | 300 | mg
Hydrochlorothiazide | Working | atoz pharmaceuticals pvt ltd | 20140705 | NQCL-WRS-H1-10 |  | 10 | 2015-05-26 | 2019-06-30 | 99.97 | % | 1 | 0 | mg
Metformin Hydrochloride | Working | atoz pharmaceuticals pvt ltd | MET/01/14101355 | NQCL-WRS-M19-9 |  | 9 | 2015-05-26 | 2019-09-30 | 99.85 | % | 1 | 300 | mg
Enapril Maleate | Working | shelys | 13/15 | NQCL-WRS-E27-1 |  | 1 | 2015-06-04 | 2015-09-30 | 100.4 | % | 1 | 300 | mg
Formoteral Fumerate dihydrate | Working | Midas Care Pharmaceuticals ltd | 7000-14002 | NQCL-WRS-F7-2 |  | 2 | 2015-06-04 | 2015-12-28 | 99.9 | % | 1 | 300 | mg
Fluticasone propionate Bp | Working | Midas Care Pharmaceuticals ltd | 5503-B-14075 | NQCL-WRS-F6-2 |  | 2 | 2015-06-04 | 2015-12-31 | 98.81 | % | 1 | 300 | mg
Salmoterol Xifafoate | Working | Midas Care Pharmaceuticals ltd | 6601-B-14003 | NQCL-WRS-S40-1 |  | 1 | 2015-06-04 | 2016-06-30 | 99.28 | % | 1 | 300 | mg
EFAVIRENZ | Working | Shasun | ELT301VSP19320813(M) | NQCL-WRS-E15-3 |  | 3 | 2015-08-25 | 2018-09-30 | 99.3 | % | 0 | 0 | mg
Clavunate Potassium | Working | Unichem lab ltd | BAWS15000004 | NQCL-WRS-C31-1 |  | 1 | 2015-05-29 | 2015-08-07 | 41.65 | % | 1 | 300 | mg
Omeprazole | Working | Square Pharmaceuticals Ltd | OMP/P/2/2014101214 | NQCL-WRS-O14-6 |  | 6 | 2015-05-26 | 2017-02-28 | 99.65 | % | 1 | 0 | mg
Pavaquone | Working | Eagle Vet tech co ltd | 1401 | NQCL-WRS-P36-1 |  | 1 | 2015-06-04 | 2016-08-31 | 102.1 | % | 1 | 300 | mg
Ebastine | Working | almirall | B009 | NQCL-WRS-E28-1 |  | 1 | 2015-08-03 | 2017-01-31 | 100 | % | 1 | 0 | mg
Fluralaner | Working | MSD | 10C003 | NQCL-WRS-F15-1 |  | 1 | 2015-08-12 | 2015-12-31 | 99.9 | % | 1 | 300 | mg
Paracetamol | Working | Eurolife | OA/130914 | NQCL-WRS-P1-9 |  | 9 | 2015-04-09 | 2016-03-12 | 99.46 | % | 1 | 0 | mg
Levofloxacin Hemihydrate | Working | Ajanta Pharma Limited | WS/L-04.20 | NQCL-WRS-L9-9 |  | 9 | 2015-08-06 | 2016-01-31 | 99.7 | % | 1 | 200 | mg
Cilastatin | Working | Zeiss pharmaceuticalS | WS-02-15 | NQCL-WRS-C54-2 |  | 2 | 2015-07-07 | 2016-04-29 | 91.5 | % | 1 | 300 | mg
Emcitrabine | Working | Shasun | EB0280813 | NQCL-WRS-E19-4 |  | 4 | 2015-08-31 | 2015-11-30 | 99.5 | % | 1 | 0 | mg
Cilastatin | Working | Zeiss pharmaceuticalS | WS-02-15 | NQCL-WRS-C54-2 |  | 2 | 2015-07-08 | 2016-04-29 | 91.5 | % | 1 | 300 | mg
Cilastatin | Working | Zeiss pharmaceuticalS | WS-02-15 | NQCL-WRS-C54-2 |  | 2 | 2015-07-08 | 2016-04-29 | 91.5 | % | 1 | 300 | mg
Albendazole | Working | cosmos ltd | WRS-A08/05 | NQCL-WRS-A16-5 |  | 5 | 2015-06-26 | 2015-10-27 | 99.3 | % | 1 | 0 | mg
Imipenem | Working | Zeiss pharmaceuticalS | WS-03-15 | NQCL-WRS-I16-2 |  | 2 | 2015-07-07 | 2016-04-28 | 92.42 | % | 1 | 300 | mg
Erythromycin Stearate | Working | Universal Corporation | WRS EN15-089 | NQCL-WRS-E9-3 |  | 3 | 2015-09-07 | 2016-05-31 | 60.857 | % | 1 | 300 | mg
Nevirapine | Working | Universal corp ltd | WRS NE15-102 | NQCL-WRS-N1-2 |  | 2 | 2015-09-07 | 2016-07-31 | 99.15 | % | 1 | 0 | mg
Lamivudine | Working | Universal corp ltd | WRS LE 15-105 | NQCL-WRS-L3-6 |  | 6 | 2015-09-08 | 2016-03-03 | 101.74 | % | 1 | 0 | mg
Erythromycin Ethyl Succinate | Working | Universal corp ltd | wrsee15-137 | NQCL-WRS-E29-1 |  | 1 | 2015-09-08 | 2016-02-02 | 81.27 | % | 1 | 200 | mg
Dolutegravir Sodium | Working | Aurobindo Pharma LTD | 07ws15000018 | NQCL-WRS-D32-1 |  | 1 | 2015-07-14 | 2016-02-20 | 99.8 | % | 1 | 300 | mg
Isoconazole Nitrate | Working | Bilim pharmaceuticals | 1014005M | NQCL-WRS-I9-2 |  | 2 | 2015-09-08 | 2015-12-31 | 100 | % | 1 | 300 | mg
Diflucortolone Valearate | Working | Bilim pharmaceuticals | 2139VMOC0021422 | NQCL-WRS-D16-2 |  | 2 | 2015-09-08 | 2016-07-31 | 98.8 | % | 1 | 300 | mg
Artovastatin Calcium Trihydrat | Working | coral laboratories ltd | WS-18/15-16 | NQCL-WRS-A49-1 |  | 1 | 2015-10-13 | 2016-02-12 | 94.86 | % | 1 | 300 | mg
Ornidazole | Working | coral laboratories ltd | WS-28/15-16 | NQCL-WRS-O17-1 |  | 1 | 2015-10-06 | 2019-03-31 | 98.57 | % | 1 | 0 | mg
Amlodipine besylate | Working | coral laboratories ltd | WS-76/14-15 | NQCL-WRS-A31-10 |  | 10 | 2015-10-06 | 2017-10-31 | 99.3 | % | 1 | 300 | mg
Paracetamol | Working | coral laboratories ltd | WS-08/14-15 | NQCL-WRS-P1-10 |  | 10 | 2015-10-06 | 2016-03-31 | 99.18 | % | 1 | 0 | mg
Deglycyrrhizinated Liquorice | Working | coral laboratories ltd | WS-80/15-16 | NQCL-WRS-D33-1 |  | 1 | 2015-10-14 | 2016-08-31 | 98.35 | % | 1 | 300 | mg
Simethicone USP | Working | coral laboratories ltd | WS-58/15-16 | NQCL-WRS-S41-1 |  | 1 | 2015-10-14 | 2019-01-31 | 95.33 |  | 1 | 300 | mg
Amoxicillin Trihydrate | Working | coral laboratories ltd | RMB/78/13-14 | NQCL-WRS-A1-2 |  | 2 | 2015-10-22 | 2017-01-31 | 84.4 | % | 1 | 300 | mg
Flucloxacillin Sodium BP | Working | coral laboratories ltd | WS:RM/B/171/14-15 | NQCL-WRS-F17-1 |  | 1 | 2015-10-22 | 2018-01-31 | 94.37 | % | 1 | 300 | mg
Ofloxacin USP | Working | coral laboratories ltd | WS-29/15-16 | NQCL-WRS-O18-1 |  | 1 | 2015-10-22 | 2016-01-31 | 98.57 | % | 1 | 300 | mg
Polyethylene Glycol 400 USNF | Working | Beximco pharmaceuticals ltd | WS-08-15-029 | NQCL-WRS-P38-1 |  | 1 | 2015-10-22 | 2016-01-31 | 100 | % | 1 | 300 | mg
Metformin Hydrochloride BP | Working | Beximco pharmaceuticals ltd | MT-06700415 | NQCL-WRS-M34-1 |  | 1 | 2015-10-29 | 2020-03-31 | 99.43 | % | 1 | 300 | mg
Propylene Glycol BP | Working | Beximco pharmaceuticals ltd | WS-02-15-009 | NQCL-WRS-P39-1 |  | 1 | 2015-11-09 | 2016-02-29 | 99.8 | % | 1 | 300 | mg
Desloratadine | Working | Beximco pharmaceuticals ltd | 71400014 | NQCL-WRS-D34-1 |  | 1 | 2015-11-09 | 2018-01-31 | 98 | % | 1 | 300 | mg
Aceclofenac BP | Working | coral laboratories ltd | WS-01/15-16 | NQCL-WRS-A52-6 |  | 6 | 2015-10-22 | 2016-01-01 | 100 | % | 1 | 300 | mg
Amoxicillin Trihydrate | Working | Sphinx Pharmaceuticals | A4 | NQCL-WRS-A1-3 |  | 3 | 2015-10-29 | 2017-10-31 | 87.84 | % | 1 | 300 | mg
Zoledronic Acid Monohydrate | Working | Novartis | C0004 | NQCL-WRS-Z4-2 |  | 2 | 2015-10-22 | 2016-03-31 | 99.5 | % | 1 | 300 | mg
Diluted Potassium Clavulanate | Working | Medopharm private ltd | WS 03:PO1 | NQCL-WRS-D37-1 |  | 1 | 2015-10-13 | 2018-09-30 | 49.58 | %:w/w | 1 | 300 | mg
Silver Sulfadiazine USP | Working | Beximco pharmaceuticals ltd | JO366 | NQCL-WRS-S42-1 |  | 1 | 2015-10-22 | 2019-06-30 | 100.71 | % | 1 | 300 | mg
Levofloxacin Hemihydrate | Working | Universal Corporation Limited | WRS LN15-275 | NQCL-WRS-L9-10 |  | 10 | 2015-10-13 | 2017-11-30 | 99.92 | % | 1 | 300 | mg
Amoxicillin Trihydrate BP. | Working | Medopharm private ltd | WS01 | NQCL-WRS-A52-1 |  | 1 | 2015-10-06 | 2016-03-06 | 88.77 | % | 1 | 300 | mg
SITAGLIPTIN PHOSPHATE MONOHYDR | Working | Beximco pharmaceuticals ltd | WS 20141222 | NQCL-WRS-S35-1 |  | 1 | 2015-10-22 | 2016-11-30 | 96.9 | % | 1 | 300 | mg
Amlodipine Besilate BP | Working | Ajanta Pharma Limited | WS/A-01.18 | NQCL-WRS-A53-1 |  | 1 | 2015-10-13 | 2017-06-30 | 98 | % | 1 | 300 | mg
Ketotifen Fumerate | Working | Beximco pharmaceuticals ltd | WS-04-15-016 | NQCL-WRS-K5-2 |  | 2 | 2015-10-22 | 2015-12-31 | 99.5 | % | 1 | 300 | mg
Clindamycin HCI USP | Working | Astra lifecare | QC/WS/108 | NQCL-WRS-C64-1 |  | 1 | 2015-11-26 | 2016-04-16 | 851.75 | Î¼g/g | 1 | 300 | mg
Omeprazole | Working | Square pharmaceuticals ltd | 505001 | NQCL-WRS-O14-7 |  | 7 | 2015-11-26 | 2017-02-28 | 99.65 | % | 1 | 0 | mg
Glimepiride USP | Working | cosmos ltd | WRS-G05/02 | NQCL-WRS-G15-1 |  | 1 | 2015-11-26 | 2018-09-30 | 99.3 | % | 1 | 300 | mg
Ornidazole | Working | coral laboratories ltd | 13/EDP/ORN/199 | NQCL-WRS-O17-2 |  | 2 | 2015-09-22 | 2018-12-31 | 99.22 | % | 1 | 0 | mg
Bimatoprost | Working | Ajanta Pharma Limited | WS/B-05.06 | NQCL-WRS-B5-1 |  | 1 | 2015-09-24 | 2016-02-15 | 99.5 | % | 1 | 300 | mg
Emtricitabine | Working | Aurobindo Pharma LTD | 03WS15000047 | NQCL-WRS-E11-5 |  | 5 | 2015-10-06 | 2016-04-13 | 99.4 | % | 1 | 0 | mg
Esomeprazole Magnesium Trihydr | Working | Square pharmaceuticals ltd | 1000015476 | NQCL-WRS-E5-1 |  | 1 | 2015-10-08 | 2016-09-30 | 98.91 | % | 1 | 300 | mg
Metformin Hydrochloride | Working | Julphar | 44688 | NQCL-WRS-M19-10 |  | 10 | 2015-12-17 | 2016-09-30 | 99.14 | % | 1 | 300 | mg
Ethintl Estradiol USP | Working | Lupin | QC1/WS/IN/E001/04 | NQCL-WRS-E30-1 |  | 1 | 2015-12-16 | 2016-01-30 | 100 | % | 1 | 300 | mg
Amlodipine Besilate BP | Working | Bafna Pharmaceuticals ltd | WS/15/S-AMLO/02 | NQCL-WRS-A53-2 |  | 2 | 2015-12-15 | 2019-06-30 | 99 | %:w/w | 1 | 200 | mg
Linezolid INN | Working | Beximco pharmaceuticals ltd | WS-10-15-042 | NQCL-WRS-L30-1 |  | 1 | 2015-11-18 | 2016-10-10 | 99.7 | % | 1 | 500 | mg
Lamivudine | Working | cosmos ltd | WS-L02/07 | NQCL-WRS-L3-7 |  | 7 | 2015-11-26 | 2017-05-18 | 100.4 | % | 1 | 0 | mg
Zidovudine | Working | cosmos ltd | WRS-Z01/06 | NQCL-WRS-Z1-3 |  | 3 | 2015-11-26 | 2017-05-13 | 99.4 | % | 0 | 0 | mg
Glimepiride | Working | Julphar | 0000032573/II | NQCL-WRS-G2-7 |  | 7 | 2015-11-10 | 2016-05-31 | 99.59 | % | 1 | 0 | mg
Acetylsalicyclicacid | Working | Bayer healthcare | R3-05-4 | NQCL-WRS-A30-1 |  | 1 | 2015-12-08 | 2017-04-30 | 99.9 | % | 1 | 300 | mg
Amlodipine. | Working | Simson | SL-017-033 | NQCL-WRS-A59-1 |  | 1 | 2015-12-15 | 2017-11-30 | 99.83 | % | 1 | 100 | mg
Praziquantel | Working | shelys | PE141004 | NQCL-WRS-P6-4 |  | 4 | 2015-09-08 | 2018-09-30 | 98.9 | % | 1 | 0 | mg
LactuloseConcentrate. | Working | Kamron Laboratories Ltd | WS/CL/LLS/092/15 | NQCL-WRS-L33-1 |  | 1 | 2015-12-10 | 2017-01-31 | 68 | % | 1 | 500 | mL
Rosuvastatin Calcium | Working | Mecleods Pharmaceutical Ltd | IWS150301701 | NQCL-WRS-R1-9 |  | 9 | 2015-12-16 | 2016-12-31 | 94.6 | %:w/w | 1 | 300 | mg
Propylene Glycol BP | Working | Beximco pharmaceuticals ltd | WS-02-15-009 | NQCL-WRS-P39-1 |  | 1 | 2015-11-09 | 2016-02-24 | 100 | % | 1 | 300 | mg
CEFIXIME Trihydrate USP | Working | Associated Biotech | WS/CFXNC020915 | NQCL-WRS-C65-1 |  | 1 | 2016-01-05 | 2016-11-14 | 887.4 | ?g/g | 4 | 300 | mg
CEFUROXIME AXETIL USP | Working | Associated Biotech | WS/CFSPD140225 | NQCL-WRS-C66-1 |  | 1 | 2016-01-05 | 2016-11-09 | 965 | ?g/g | 3 | 300 | mg
POTASSIUM CLAVULANATE DILUTED | Working | Medicef Pharma | CLA-WSTA060 | NQCL-WRS-P40-1 |  | 1 | 2016-01-05 | 2016-06-11 | 101.6 | % | 4 | 300 | mg
AMBROXOL HYDROCHLORIDE BP. | Working | Beximco pharmaceuticals ltd | AMX/40010115 | NQCL-WRS-A61-1 |  | 1 | 2016-01-05 | 2018-01-31 | 99.9 | % | 1 | 300 | mg
Propylene Glycol BP | Working | Beximco pharmaceuticals ltd | WS-11-15-047 | NQCL-WRS-P39-2 |  | 2 | 2016-01-05 | 2016-11-11 | 99.9 | % | 1 | 200 | mg
Polyethylene Glycol 400 USNF | Working | Beximco pharmaceuticals ltd | WS-11-15-048 | NQCL-WRS-P38-2 |  | 2 | 2016-01-05 | 2016-11-11 | 100.1 | % | 1 | 200 | mg
Levonorgestrel | Working | Square pharmaceuticals ltd | 1000019159 | NQCL-WRS-L4-4 |  | 4 | 2016-01-05 | 2016-12-31 | 99.67 | % | 1 | 0 | mg
Pregabalin | Working | Square pharmaceuticals ltd | 1000026492 | NQCL-WRS-P3-7 |  | 7 | 2016-01-05 | 2016-10-31 | 99.96 | %:w/w | 1 | 0 | mg
Paracetamol | Working | Brussels | 1121501369 | NQCL-WRS-P1-10 |  | 10 | 2015-09-29 | 2015-09-29 | 99.1 | % | 1 | 0 | mg
Paracetamol | Working | Beximco pharmaceuticals ltd | WS1505001 | NQCL-WRS-P1-10 |  | 10 | 2015-12-03 | 2016-05-06 | 99.6 | % | 1 | 0 | mg
EFAVIRENZ | Working | Aurobindo Pharma LTD | 07WS15000056 | NQCL-WRS-E15-4 |  | 4 | 2015-09-08 | 2016-05-13 | 100.1 | %:w/w | 1 | 0 | mg
Domperidone | Working | Brussels | WS/14 | NQCL-WRS-D38-1 |  | 1 | 2015-09-29 | 2016-09-30 | 99 | % | 1 | 300 | mg
Emtricitabine | Working | Aurobindo Pharma LTD | 07WS14000139 | NQCL-WRS-E11-6 |  | 6 | 2015-09-08 | 2015-12-08 | 99.6 | %:w/w | 1 | 0 | mg
Diclofenac Diethylamine BP | Working | KUSUM HEALTHCARE Pvt. Ltd | WS/DDA/01/15 | NQCL-WRS-D39-1 |  | 1 | 2015-09-08 | 2016-01-15 | 99.29 | %:w/w | 1 | 200 | mg
Ornidazole | Working | KUSUM HEALTHCARE Pvt. Ltd | WS/ORN/01/15 | NQCL-WRS-O17-3 |  | 3 | 2015-09-08 | 2016-01-22 | 99.52 | %:w/w | 1 | 0 | mg
Tenofovir Disoproxil Fumarate | Working | Aurobindo Pharma LTD | 07WS15000087 | NQCL-WRS-T11-6 |  | 6 | 2015-09-08 | 2016-07-29 | 98.8 | %:w/w | 1 | 300 | mg
BETAHISTINE DIHYDROCHLORIDE Ph | Working | Aurobindo Pharma LTD | 03WS15000043 | NQCL-WRS-B24-1 |  | 1 | 2015-09-08 | 2016-04-07 | 99.6 | % | 1 | 300 | mg
Levofloxacin | Working | Cipla | WS/C/L56/04 | NQCL-WRS-L11-2 |  | 2 | 2015-11-05 | 2017-03-11 | 99.9 | %:w/w | 1 | 0 | mg
Levofloxacin Hemihydrate | Working | KUSUM HEALTHCARE Pvt. Ltd | WS/LVX/02/14 | NQCL-WRS-L9-10 |  | 10 | 2015-11-10 | 2016-01-03 | 97.61 | %:w/w | 1 | 300 | mg
Methylparaben | Working | KOTRA PHARMA SDN BHD | WS14045 | NQCL-WRS-M35-1 |  | 1 | 2015-12-09 | 2016-05-21 | 99.21 | % | 1 | 300 | mg
Cloxacillin Sodium BP | Working | Aurobindo Pharma LTD | 12WS15000009 | NQCL-WRS-C67-1 |  | 1 | 2015-09-22 | 2017-07-31 | 93.9 | % | 1 | 300 | mg
Potassium Clavulanated BP | Working | Finecure Pharmaceuticals Limit | RWS/1CLAV02 | NQCL-WRS-P42-1 |  | 1 | 2015-11-17 | 2016-03-23 | 48.92 | % | 1 | 300 | mg
Loratadine | Working | KOTRA PHARMA SDN BHD | WS14030 | NQCL-WRS-L24-1 |  | 1 | 2015-09-08 | 2016-06-27 | 99.3 | % | 1 | 0 | mg
Amoxycillin Trihydrate BP | Working | Finecure Pharmaceuticals Limit | RWS/1AMOX04 | NQCL-WRS-A62-1 |  | 1 | 2015-11-17 | 2016-03-19 | 99.62 | %:w/w | 1 | 300 | mg
Mifepristone IH | Working | acme formulation pvt. ltd | AF/HQ/WS/005/15-16 | NQCL-WRS-M36-1 |  | 1 | 2015-12-01 | 2016-05-21 | 99.26 | %:w/w | 1 | 300 | mg
Ketotifen Fumerate | Working | Beximco pharmaceuticals ltd | WS-04-15-016 | NQCL-WRS-K5-2 |  | 2 | 2015-11-05 | 2016-12-31 | 99.5 | % | 1 | 200 | mg
Polyethylene Glycol 400 USNF | Working | Beximco pharmaceuticals ltd | WS-08-15-029 | NQCL-WRS-P38-1 |  | 1 | 2015-11-05 | 2016-01-31 | 100 | % | 1 | 200 | mg
Misoprostol | Working | acme formulation pvt. ltd | AF/HQ/WS/001/15-16 | NQCL-WRS-M5-1 |  | 1 | 2015-12-01 | 2016-02-06 | 0.985 | %:w/w | 1 | 0 | mg
Valsartan Usp | Working | cadila healthcare ltd | WS041E0 | NQCL-WRS-V9-3 |  | 3 | 2015-12-01 | 2016-08-10 | 100 | % | 1 | 300 | mg
Mometasone Furoate | Working | Julphar | 0000028385/III | NQCL-WRS-M9-5 |  | 5 | 2015-11-18 | 2016-09-30 | 99.05 | % | 1 | 500 | mg
Clobetasol Propionate | Working | cadila healthcare ltd | WS003E0 | NQCL-WRS-C50-2 |  | 2 | 2015-11-17 | 2016-07-12 | 99 | % | 1 | 200 | mg
Hydrochlorothiazide USP | Working | cadila healthcare ltd | WS094R0 | NQCL-WRS-H9-1 |  | 1 | 2015-12-01 | 2016-09-30 | 99.7 | % | 1 | 300 | mg
Levonorgestrel USP | Working | Lupin | QC1/WS/IN/L001/05 | NQCL-WRS-L34-1 |  | 1 | 2015-12-16 | 2016-09-22 | 99.7 | % | 1 | 100 | mg
Norethindrone USP | Working | Lupin | QC1/WS/IN/N003/04 | NQCL-WRS-N16-1 |  | 1 | 2015-12-17 | 2016-09-25 | 99 | % | 1 | 200 | mg
Eplerenone | Working | PSA International | EP/1587 | NQCL-WRS-E10-2 |  | 2 | 2015-12-03 | 2020-02-29 | 99.7 | % | 1 | 0 | mg
Bosentan Monohydrate | Working | PSA International | 114BCMOP05 | NQCL-WRS-B11-2 |  | 2 | 2015-12-03 | 2016-09-30 | 99.82 | % | 1 | 200 | mg
Dexchlorpheniramine Maleate US | Working | coral laboratories ltd | DCPM/O3/11-12 | NQCL-WRS-D40-1 |  | 1 | 2015-12-17 | 2016-07-24 | 99.56 | % | 1 | 500 | mg
Levothyroxine Sodium BP | Working | coral laboratories ltd | LTS131413 | NQCL-WRS-L34-1 |  | 1 | 2015-12-17 | 2018-02-28 | 99.58 | % | 1 | 300 | mg
Lornoxicam | Working | Antila Lifesciences Pvt. Ltd. | L-1503 | NQCL-WRS-L7-2 |  | 2 | 2015-12-03 | 2019-01-31 | 99.66 | % | 1 | 100 | mg
CEFUROXIME AXETIL USP | Working | Centurion laboratories pvt ltd | BR-087-15-16 | NQCL-WRS-C66-2 |  | 2 | 2015-12-03 | 2016-08-19 | 831.42 | Î¼g/g | 1 | 100 | mg
Loratadine | Working | LifePharma FZE | WS/L/1/3 | NQCL-WRS-L24-2 |  | 2 | 2015-12-10 | 2016-03-20 | 99 | % | 2 | 0 | mg
Cefpodoxime Proxetil USP | Working | Associated Biotech | WS1015001 | NQCL-WRS-C68-1 |  | 1 | 2015-12-08 | 2016-10-28 | 93.77 | % | 3 | 200 | mg
Salbutamol Sulphate | Working | Healthcare Pharmaceuticals Ltd | SALM213 | NQCL-WRS-S8-7 |  | 7 | 2015-11-26 | 2016-05-18 | 99.93 | % | 1 | 300 | mg
AMOXICILLIN TRIHYDRATE USP | Working | Medicef Pharma | 1505025041 | NQCL-WRS-A63-1 |  | 1 | 2015-12-08 | 2016-09-20 | 88.57 | % | 1 | 300 | mg
Bromhexine Hydrochloride EP7 | Working | Shanghai Shengxin Medicine Che | 2141300011 | NQCL-WRS-B26-1 |  | 1 | 2015-09-10 | 2018-02-07 | 99.8 | %:w/w | 1 | 500 | mg
Desloratadine | Working | Beximco pharmaceuticals ltd | 84150073 | NQCL-WRS-D34-2 |  | 2 | 2016-01-12 | 2017-10-26 | 98.3 | % | 1 | 300 | mg
Levofloxacin Hemihydrate USP | Working | Centurion laboratories pvt ltd | CLR-05098-16 | NQCL-WRS-L36-1 |  | 1 | 2016-01-12 | 2019-07-31 | 97.76 | % | 1 | 300 | mg
Tramadol Hydrochloride BP | Working | Centurion laboratories pvt ltd | CLR0789-15-14 | NQCL-WRS-T28-1 |  | 1 | 2016-01-12 | 2018-06-30 | 100.14 |  | 1 | 300 | mg
Fluoxetine Hydrochloride BP | Working | Square pharmaceuticals ltd | 1000022028 | NQCL-WRS-F18-1 |  | 1 | 2016-01-12 | 2019-03-31 | 99.52 |  | 1 | 300 | mg
Clavulanate Lithium | Working | Sinopharm Weiqida Pharmaceutic | WS2015001 | NQCL-WRS-C62-4 |  | 4 | 2015-12-10 | 2016-10-14 | 96.96 | % | 1 | 300 | mg
Ciprofloxacin Hcl | Working | Medico Remedies pvt ltd | CPH/14101436 | NQCL-WRS-C28-7 |  | 7 | 2015-12-10 | 2016-01-18 | 99.65 | % | 1 | 300 | mg
Etoricoxib | Working | Square Pharmaceuticals Ltd | 1000024400 | NQCL-WRS-E21-2 |  | 2 | 2015-09-22 | 2016-07-31 | 99.52 | % | 1 | 0 | mg
Clindamycin Phosphate | Working | KOTRA PHARMA SDN BHD | ws14009 | NQCL-WRS-C4-3 |  | 3 | 2015-09-08 | 2016-03-31 | 780 | Î¼g/g | 1 | 300 | mg
Diclofenac Sodium | Working | Rusan | DCS-II/0903/0099A | NQCL-WRS-D6-7 |  | 7 | 2015-12-10 | 2016-08-20 | 99.38 | % | 1 | 300 | mg
Sodium Benzoate | Working | KOTRA PHARMA SDN BHD | WS14048 | NQCL-WRS-S2-2 |  | 2 | 2015-09-08 | 2015-09-28 | 99.08 | % | 1 | 300 | mg
Risperidone. | Working | Aurobindo Pharma LTD | 03WS15000081 | NQCL-WRS-R17-1 |  | 1 | 2015-09-24 | 2016-06-09 | 99.8 | % | 1 | 200 | mg
Amoxicillin Trihydrate | Working | Sinopharm Weiqida Pharmaceutic | WS2015001 | NQCL-WRS-A1-4 |  | 4 | 2015-12-10 | 2016-10-04 | 86.6 | % | 1 | 200 | mg
Diclofenac Sodium | Working | Medochemie Ltd | Z56397 | NQCL-WRS-D6-8 |  | 8 | 2015-10-01 | 2017-04-30 | 99.69 | % | 1 | 300 | mg
Amiloride Hydrochloride BP | Working | coral laboratories ltd | WS-94-15-16 | NQCL-WRS-A64-1 |  | 1 | 2016-01-14 | 2019-06-30 | 87.18 | % | 1 | 300 | mg
Terbinafine HCL BP | Working | Vaibhav Analyical Services | VAS/00306 | NQCL-WRS-T29-1 |  | 1 | 2016-01-14 | 2019-08-31 | 99.29 | % | 1 | 100 | mg
Amoxicillin Trihydrate BP | Working | Yeluri Formulations PVT Ltd | WS-018/15 | NQCL-WRS-A52-1 |  | 1 | 2016-01-14 | 2016-08-14 | 100.19 | % | 1 | 300 | mg
Potassium Clavulanate | Working | Yeluri Formulations PVT Ltd | WS-003/15 | NQCL-WRS-P5-1 |  | 1 | 2016-01-14 | 2016-08-31 | 42.17 | % | 2 | 300 | mg
Artemether | Working | Themis medicare | WS-02/15 | NQCL-WRS-A5-8 |  | 8 | 2016-01-19 | 2016-07-02 | 99.85 | % | 1 | 0 | mg
Lumefantrine | Working | Themis medicare | WS-04/15 | NQCL-WRS-L1-9 |  | 9 | 2016-01-19 | 2016-07-03 | 99.79 | % | 1 | 0 | mg
Amlodipine Besylate BP | Working | Astra lifecare | QC/WS/071 | NQCL-WRS-A65-1 |  | 1 | 2016-01-14 | 2016-09-16 | 99.21 | % | 2 | 300 | mg
Metoclopramide Hydrochloride B | Working | Astra lifecare | QC/WS/047 | NQCL-WRS-M38-1 |  | 1 | 2016-01-14 | 2016-08-20 | 95.17 | % | 1 | 300 | mg
Fluconazole USP | Working | Astra lifecare | QC/WS/051 | NQCL-WRS-F1-1 |  | 1 | 2016-01-14 | 2016-06-16 | 98.98 | % | 1 | 500 | mg
Ampicillin Trihydrate BP | Working | Astra lifecare | QC/WS/007 | NQCL-WRS-A43-1 |  | 1 | 2016-01-14 | 2016-08-22 | 84.81 | % | 2 | 300 | mg
Atenolol BP | Working | Astra lifecare | QC/WS/O75 | NQCL-WRS-A66-1 |  | 1 | 2016-01-14 | 2016-05-19 | 99.44 | % | 2 | 300 | mg
Paracetamol | Working | Acme Laboratories Ltd | WS239/15 | NQCL-WRS-P1-10 |  | 10 | 2015-11-10 | 2016-03-31 | 99.2 | % | 1 | 0 | mg
Cholecalciferol CRS | Working | European Pharmacopoiea | C2100000 | NQCL-WRS-C70-1 |  | 1 | 2015-12-10 | 2018-08-31 | 100 | % | 1 | 480 | mg
Metformin Hydrochloride | Working | Julphar | 44688 | NQCL-WRS-M19-10 |  | 10 | 2016-01-28 | 2016-09-30 | 99.14 | % | 1 | 500 | mg
Glimepiride | Working | Julphar | K01244 | NQCL-WRS-G2-8 |  | 8 | 2016-01-28 | 2016-11-30 | 99.56 | % | 1 | 0 | mg
Amoxicillin Trihydrate | Working | Sphinx Pharmaceuticals | A2 | NQCL-WRS-A1-5 |  | 5 | 2016-01-28 | 2018-05-31 | 86.378 | % | 1 | 300 | mg
Dapsone BP | Working | cosmos ltd | WRS-D06/05 | NQCL-WRS-D42-1 |  | 1 | 2016-02-02 | 2017-05-31 | 99.5 | % | 1 | 500 | mg
Moxifloxacin Hydrochloride | Working | Guilin Pharmaceuticals Ltd | MX151201 | NQCL-WRS-M10-5 |  | 5 | 2016-02-04 | 2016-12-31 | 88.2 | % | 1 | 100 | mg
Caffeine Anhydrous | Working | Julphar | 0000034938/II | NQCL-WRS-C55-2 |  | 2 | 2016-02-04 | 2016-09-30 | 99.49 |  | 1 | 500 | mg
Tenofovir Disoproxil Fumarate | Working | Macleods pharmaceuticals ltd | WS1503059 | NQCL-WRS-T11-7 |  | 7 | 2016-02-16 | 2016-04-30 | 99.8 | % | 1 | 200 | mg
Lamivudine | Working | GlaxoSmithKline | GR107914X | NQCL-WRS-L3-8 |  | 8 | 2016-02-16 | 2019-04-23 | 99.9 | %:w/w | 0 | 0 | mg
Lamivudine | Working | Universal Corporation | WRS LE15-105 | NQCL-WRS-L3-9 |  | 9 | 2016-02-17 | 2016-03-31 | 101.74 | % | 1 | 0 | mg
Enoxaparin Sodium BP | Working | Square pharmaceuticals ltd | 1000020603 | NQCL-WRS-E32-1 |  | 1 | 2016-01-25 | 2017-07-21 | 97.65 | iu/mg | 1 | 100 | mg
Rocuronium Bromide | Working | USP | GOK211 | NQCL-WRS-R10-2 |  | 2 | 2015-10-29 | 2019-03-31 | 0.985 | mg/g | 1 | 250 | mg
CitalopramHydrobromide | Working | Aurobindo Pharma LTD | 03WS15000046 | NQCL-WRS-C71-1 |  | 1 | 2015-09-22 | 2016-04-10 | 99.7 | % | 1 | 300 | mg
SOFOSBUVIR.. | Working | NATCO PHARMA LTD | U4/WS/005/15 | NQCL-WRS-S47-1 |  | 1 | 2016-02-04 | 2016-05-30 | 100.3 | % | 1 | 500 | mg
Amoxicillin Trihydrate | Working | Sinopharm Weiqida Pharmaceutic | WS2015001 | NQCL-WRS-A1-4 |  | 4 | 2016-03-03 | 2016-10-04 | 86.6 | % | 1 | 150 | mg
Fluticasone propionate Bp | Working | glenmark | WSI/009/15 | NQCL-WRS-F6-3 |  | 3 | 2016-01-28 | 2016-08-23 | 99.9 |  | 1 | 100 | mg
Montelukast Sodium | Working | glenmark | GAWS0371601 | NQCL-WRS-M6-6 |  | 6 | 2016-02-16 | 2016-10-13 | 98.2 | % | 5 | 200 | mg
Ritonavir | Working | Cipla | WS/C/R55/02 | NQCL-WRS-R14-2 |  | 2 | 2016-02-18 | 2017-09-30 | 99.4 | % | 2 | 0 | mg
Insulin Glargine | Working | Biocon Ltd | BS14011707 | NQCL-WRS-I23-1 |  | 1 | 2016-03-07 | 2016-03-20 | 99.1 | % | 1 | 100 | mg
Insulin Human. | Working | Biocon Ltd | BS14005496 | NQCL-WRS-I21-1 |  | 1 | 2016-03-07 | 2015-11-05 | 0 | % | 1 | 100 | mg
Sulfadoxine | Working | USP | F4H227 | NQCL-WRS-S18-1 |  | 1 | 2016-03-08 | 2020-03-31 | 0.999 | % | 1 | 0 | mg
Pyrimethamine | Working | USP | JOM283 | NQCL-WRS-P21-2 |  | 2 | 2016-03-08 | 2020-03-31 | 0.997 | % | 1 | 0 | mg
Cefadroxil | Working | USP | KOL280 | NQCL-WRS-C72-2 |  | 2 | 2016-03-01 | 2020-03-31 | 946 | Î¼g/g | 1 | 200 | mg
Guaifenesin USP | Working | glenmark | WS/004/15-A | NQCL-WRS-G16-1 |  | 1 | 2016-03-15 | 2016-07-30 | 99.7 | % | 3 | 200 | mg
Bromhexine Hydrochloride BP | Working | glenmark | WS/009/15-A | NQCL-WRS-B28-1 |  | 1 | 2016-03-15 | 2016-08-27 | 99.8 | % | 3 | 200 | mg
Ritonavir | Working | Mylan | MLNWSD15000173 | NQCL-WRS-R14-3 |  | 3 | 2016-03-15 | 2016-10-13 | 99.5 | % | 1 | 0 | mg
Atazanavir Sulfate | Working | Mylan | MLNWSD15000217 | NQCL-WRS-A48-2 |  | 2 | 2016-03-15 | 2016-12-19 | 100 | %:w/w | 1 | 200 | mg
Gentamicin | Working | Guilin Pharmaceuticals Ltd | 160101 | NQCL-WRS-G17-1 |  | 1 | 2016-03-22 | 2017-01-03 | 630 | Î¼g/g | 1 | 100 | mg
CELECOXIB | Working | Beximco pharmaceuticals ltd | FOLO37 | NQCL-WRS-C39-3 |  | 3 | 2016-03-23 | 2019-02-28 | 99.1 | % | 1 | 500 | mg
Chlorhexedine SST | Working | USP | F016FO | NQCL-WRS-C74-1 |  | 1 | 2016-02-09 | 2022-03-31 | 0 |  | 1 | 50 | mg
ONDANSETRON HYDROCHLORIDE DIHY | Working | Aurobindo Pharma LTD | 03WS15000086 | NQCL-WRS-O15-1 |  | 1 | 2016-02-12 | 2016-06-17 | 90.1 |  | 2 | 300 | mg
Nevirapine | Working | Universal Corporation Limited | WRSNE15-102 | NQCL-WRS-N1-3 |  | 3 | 2016-04-01 | 2016-07-01 | 99.15 | %:w/w | 1 | 0 | mg
Ivermectin | Working | USP | H0I385 | NQCL-WRS-I2-4 |  | 4 | 2016-01-04 | 2020-04-30 | 0.91 |  | 1 | 200 | mg
Ivermectin | Working | USP | H0I385 | NQCL-WRS-I2-4 |  | 4 | 2016-01-04 | 2020-04-30 | 0.91 |  | 1 | 200 | mg
Bisacodyl | Working | USP | J0G408 | NQCL-WRS-B29-1 |  | 1 | 2016-01-04 | 2016-04-07 | 0.997 |  | 1 | 125 | mg
Paracetamol Acetaminophen | Working | Julphar | 0000030446/III | NQCL-WRS-P49-1 |  | 1 | 2016-01-05 | 2016-10-31 | 99.83 | % | 1 | 500 | mg
Lumefantrine | Working | Skant Healthcare Ltd. | WS/14/046 | NQCL-WRS-L1-10 |  | 10 | 2016-03-31 | 2016-09-19 | 99.83 | % | 2 | 0 | mg
Artemether | Working | Skant Healthcare Ltd. | WS/14/007 | NQCL-WRS-A5-9 |  | 9 | 2016-03-31 | 2016-07-27 | 99.65 | % | 1 | 0 | mg
Amoxicillin Trihydrate | Working | Yeluri Formulations PVT Ltd | WS-018/15 | NQCL-WRS-A1-6 |  | 6 | 2016-04-12 | 2016-08-14 | 100.19 | % | 1 | 300 | mg
Mometasone Furoate | Working | Julphar | 0000028385/IV | NQCL-WRS-M9-6 |  | 6 | 2016-04-15 | 2017-03-31 | 99.04 | % | 1 | 500 | mg
Rupatadine Fumarate | Working | Cadila pharmaceuticals ltd | QC/WS/RUPA-IH/01/15 | NQCL-WRS-R11-2 |  | 2 | 2016-04-28 | 2017-06-28 | 100.3 | %:w/w | 1 | 300 | mg
Montelukast Sodium | Working | Healthcare Pharmaceuticals Ltd | MTN(M)15059 | NQCL-WRS-M6-7 |  | 7 | 2016-04-28 | 2017-11-13 | 97.59 | % | 1 | 300 | mg
Ciprofloxacin Hcl | Working | Triveni Formulations Ltd | CIP52401185 | NQCL-WRS-C28-8 |  | 8 | 2016-05-12 | 2016-12-09 | 94.3 | % | 1 | 300 | mg
Metformin Hydrochloride BP | Working | Triveni Formulations Ltd | MEF/15090132 | NQCL-WRS-M34-2 |  | 2 | 2016-05-12 | 2020-08-31 | 99.34 | % | 1 | 300 | mg
Metronidazole | Working | Triveni Formulations Ltd | MET/150802 | NQCL-WRS-M2-3 |  | 3 | 2016-05-12 | 2016-12-13 | 99.74 | % | 1 | 0 | mg
Caffeine Anhydrous | Working | Triveni Formulations Ltd | CF/1520072 | NQCL-WRS-C55-3 |  | 3 | 2016-05-12 | 2016-08-04 | 99.57 | % | 1 | 100 | mg
Aceclofenac BP | Working | Triveni Formulations Ltd | AL ACF 111 009 14 | NQCL-WRS-A52-7 |  | 7 | 2016-05-12 | 2016-11-09 | 99.44 | % | 1 | 200 | mg
Tinidazole | Working | Triveni Formulations Ltd | TNZ/1504041 | NQCL-WRS-T2-2 |  | 2 | 2016-05-12 | 2016-12-14 | 99 | % | 1 | 0 | mg
Tramadol Hydrochloride BP | Working | Triveni Formulations Ltd | ACTDLC0415156 | NQCL-WRS-T28-2 |  | 2 | 2016-05-12 | 2016-10-27 | 99.7 | % | 1 | 100 | mg
Chlorpheniramine Maleate Bp | Working | Triveni Formulations Ltd | SLL/C081615154 | NQCL-WRS-C30-6 |  | 6 | 2016-05-12 | 2016-11-14 | 99.74 | % | 1 | 100 | mg
Griseofulvin Bp | Working | Triveni Formulations Ltd | HH141129 | NQCL-WRS-G21-1 |  | 1 | 2016-05-12 | 2016-11-25 | 99 | % | 1 | 200 | mg
Piroxicam | Working | Triveni Formulations Ltd | PRAHQ84031415 | NQCL-WRS-p32-2 |  | 2 | 2016-05-12 | 2016-11-10 | 99.62 |  | 1 | 0 | mg
Doxazosin Mesilate | Working | Doppel Farmaceutici | WS116-0216 | NQCL-WRS-D46-1 |  | 1 | 2016-05-12 | 2016-10-31 | 99.6 |  | 1 | 500 | mg
Doxazosin Mesilate | Working | Doppel Farmaceutici | WS116-0216 | NQCL-WRS-D46-1 |  | 1 | 2016-05-12 | 2016-10-31 | 99.6 |  | 1 | 500 | mg
Guaifenesin BP | Working | S.Kant Healthcare Ltd | WS/14/048 | NQCL-WRS-G12-1 |  | 1 | 2016-05-12 | 2019-05-31 | 99.36 |  | 1 | 200 | mg
Salbutamol Sulphate | Working | S.Kant Healthcare Ltd | SLL/SS/0815067 | NQCL-WRS-S8-9 |  | 9 | 2016-05-12 | 2016-09-10 | 99.5 | % | 1 | 100 | mg
Levonorgestrel | Working | Cipla | WS/C/L3/05 | NQCL-WRS-L4-5 |  | 5 | 2016-05-05 | 2017-02-27 | 99.5 | %:w/w | 1 | 0 | mg
Paracetamol Acetaminophen | Working | LifePharma FZE | WS/P1/4 | NQCL-WRS-P49-2 |  | 2 | 2016-05-12 | 2016-12-29 | 99.4 | % | 2 | 100 | mg
Ambroxol Hydrochloride | Working | S.Kant Healthcare Ltd | WS/14/004 | NQCL-WRS-A26-3 |  | 3 | 2016-05-12 | 2017-07-31 | 100.2 | % | 1 | 100 | mg
Erythromycin Stearate | Working | Triveni Formulations Ltd | LT-DESA/007/14-15 | NQCL-WRS-E9-4 |  | 4 | 2016-05-12 | 2018-02-28 | 68.7 | % | 1 | 200 | mg
Paracetamol BP | Working | Triveni Formulations Ltd | FP-151133 | NQCL-WRS-P1-3 |  | 3 | 2016-05-12 | 2016-12-14 | 99.84 | % | 1 | 500 | mg
Loperamide Hydrochloride | Working | Triveni Formulations Ltd | LPD/1411040 | NQCL-WRS-L38-1 |  | 1 | 2016-05-12 | 2016-11-26 | 99.81 | % | 1 | 300 | mg
Doxycycline Hydrochloride | Working | Triveni Formulations Ltd | YD20130037 | NQCL-WRS-D47-1 |  | 1 | 2016-05-12 | 2016-11-18 | 99.48 | % | 1 | 99.48 | mg
Phenylephrine Hydrochloride BP | Working | Triveni Formulations Ltd | SLL/P/0816151679 | NQCL-WRS-P55-1 |  | 1 | 2016-05-12 | 2016-12-14 | 99.56 | % | 1 | 200 | mg
Diclofenac Sodium BP | Working | Triveni Formulations Ltd | DS/1409/03324 | NQCL-WRS-D48-7 |  | 7 | 2016-05-12 | 2016-09-19 | 99.6 | % | 1 | 300 | mg
Diclofenac Sodium BP | Working | Triveni Formulations Ltd | DS/1409/03324 | NQCL-WRS-D48-7 |  | 7 | 2016-05-12 | 2016-09-19 | 99.6 | % | 1 | 300 | mg
Pantoprazole sodium | Working | Triveni Formulations Ltd | PAS/1504073 | NQCL-WRS-P29-3 |  | 3 | 2016-05-12 | 2016-11-10 | 93.6 |  | 1 | 300 | mg
Sulfamethoxazole | Working | Cosmos ltd | WRS-S11/05 | NQCL-WRS-S12-5 |  | 5 | 2016-05-17 | 2016-07-24 | 99.9 | % | 1 | 0 | mg
Trimethoprim | Working | Cosmos ltd | WRS-T04/05 | NQCL-WRS-T7-3 |  | 3 | 2016-05-17 | 2016-07-24 | 99.7 | % | 1 | 0 | mg
Artesunate Ph.Int | Working | Bliss GVS PHARMA LTD | WS-A8/15 | NQCL-WRS-A71-1 |  | 1 | 2016-05-24 | 2016-07-26 | 99.2 | % | 1 | 300 | mg
Chloramphenical Palmitate | Working | Shelys | 10/15 | NQCL-WRS-C81-1 |  | 1 | 2016-05-24 | 2018-07-31 | 101.1 | % | 1 | 200 | mg
Amoxicillin Trihydrate | Working | Julphar | 0000032000/II | NQCL-WRS-A1-7 |  | 7 | 2016-05-24 | 2016-11-30 | 860.63 | ?g/g | 1 | 500 | mg
Chlorocresol | Working | Julphar | 0000025498/IV | NQCL-WRS-C82-1 |  | 1 | 2016-05-24 | 2017-03-31 | 99.73 |  | 1 | 500 | mg
Methylparaben | Working | Julphar | 0000035657/II | NQCL-WRS-M35-2 |  | 2 | 2016-05-24 | 2017-03-31 | 99.56 | % | 2 | 500 | mg
Propylparaben | Working | Julphar | 0000018551/V | NQCL-WRS-P56-1 |  | 1 | 2016-05-24 | 2017-03-31 | 99.65 | % | 1 | 500 | mg
Hydrocortisone | Working | Julphar | 0000016798/IV | NQCL-WRS-H12-1 |  | 1 | 2016-05-24 | 2017-04-30 | 99.28 | % | 1 | 500 | mg
Ammonium Iron II Sulfate | Working | Fisher Chemical | 1335304 | NQCL-WRS-A71-1 |  | 1 | 2016-05-24 | 2017-04-22 | 100.4 | % | 1 | 120 | mg
Benzyl Alcohol | Working | Sigma-Aldrich | STBF6490V | NQCL-WRS-B18-2 |  | 2 | 2016-05-24 | 2021-04-25 | 99.9 | % | 3 | 1.5 | mL
Ferrous Ammonium Iron II Sulfa | Working | Fisher Chemical | 1335304 | NQCL-WRS-F21-1 |  | 1 | 2016-05-24 | 2017-04-22 | 100.4 | % | 1 | 120 | mg
artesunate | Working | Themis medicare | WS/ATS/15/01 | NQCL-WRS-a15-3 |  | 3 | 2016-05-26 | 2016-04-04 | 99.8 | % | 1 | 0 | mg
artesunate | Working | Themis medicare | WS/ATS/15/01 | NQCL-WRS-a15-3 |  | 3 | 2016-05-26 | 2016-04-04 | 99.8 | % | 1 | 0 | mg
Diclofenac Potassium | Working | Neopharma | WS877 | NQCL-WRS-D30-1 |  | 1 | 2016-05-26 | 2016-06-30 | 99.89 | % | 1 | 200 | mg
Diclofenac Sodium | Working | Julphar | 45858 | NQCL-WRS-D6-10 |  | 10 | 2016-05-27 | 2017-03-31 | 99.67 | % | 1 | 500 | mg
Misoprostol 1 HPMC | Working | acme formulation pvt. ltd | AF/HQ/WS/001/16-17 | NQCL-WRS-M42-1 |  | 1 | 2016-06-02 | 2017-02-21 | 0.98 | %:w/w | 1 | 200 | mg
Vildagliptin | Working | cosmos ltd | WRS-V01/01 | NQCL-WRS-V13-1 |  | 1 | 2016-06-02 | 2017-02-14 | 99.6 |  | 1 | 100 | mg
Chloramphenicol | Working | Shelys | 11/15 | NQCL-WRS-C83-1 |  | 1 | 2016-06-16 | 2018-06-30 | 99.91 | % | 1 | 0 | mg
Sofosbuvir IH | Working | NATCO PHARMA LTD | U4/WS/019/15 | NQCL-WRS-S48-1 |  | 1 | 2016-06-16 | 2016-10-31 | 100 |  | 1 | 500 | mg
Ivermectin | Working | Vetindia Pharmaceuticals Ltd | VWS/061/15 | NQCL-WRS-I2-5 |  | 5 | 2016-06-21 | 2018-06-30 | 98.34 | % | 1 | 100 | mg
Ivermectin | Working | Vetindia Pharmaceuticals Ltd | VWS/061/15 | NQCL-WRS-I2-5 |  | 5 | 2016-06-21 | 2018-06-30 | 98.34 | % | 1 | 100 | mg
Tylosin Tartrate | Working | Vetindia Pharmaceuticals Ltd | VWS/137/15 | NQCL-WRS-T33-1 |  | 1 | 2016-06-21 | 2018-06-30 | 922.58 | iu/mg | 1 | 200 | mg
Vitamin A Palmitate | Working | Vetindia Pharmaceuticals Ltd | VWS/163/15 | NQCL-WRS-V3-2 |  | 2 | 2016-06-21 | 2017-12-31 | 10000 | iu/mg | 1 | 300 | mL
ANHYDROUS SODIUM SULP | Working | Vetindia Pharmaceuticals Ltd | VWS/134/15 | NQCL-WRS-A72-1 |  | 1 | 2016-06-21 | 2017-06-30 | 98.8 | % | 1 | 100 | mg
Biotin | Working | Vetindia Pharmaceuticals Ltd | VWS/044/15 | NQCL-WRS-B30-1 |  | 1 | 2016-06-21 | 2018-03-31 | 98.6 | % | 1 | 300 | mg
Albendazole | Working | Vetindia Pharmaceuticals Ltd | VWS/001/15 | NQCL-WRS-A16-7 |  | 7 | 2016-06-21 | 2020-08-31 | 98.5 | % | 1 | 300 | mg
CYANOCOBALAMINE | Working | Vetindia Pharmaceuticals Ltd | VWS165/15 | NQCL-WRS-C48-2 |  | 2 | 2016-06-21 | 2020-06-30 | 90.6 | % | 1 | 200 | mg
Sulfadiazine | Working | Vetindia Pharmaceuticals Ltd | VWS/120/15 | NQCL-WRS-S14-2 |  | 2 | 2016-06-21 | 2018-05-31 | 99.07 | % | 1 | 500 | mg
Pyridoxine hydrochloride | Working | Vetindia Pharmaceuticals Ltd | VWS/164/15 | NQCL-WRS-P20-2 |  | 2 | 2016-06-21 | 2018-03-31 | 98.98 | % | 1 | 300 | mg
Colecalciferol | Working | Vetindia Pharmaceuticals Ltd | VWS/167/15 | NQCL-WRS-C85-1 |  | 1 | 2016-06-21 | 2020-06-30 | 98.26 | % | 1 | 300 | mg
Thiamine Hydrochloride | Working | Vetindia Pharmaceuticals Ltd | VWS/138/15 | NQCL-WRS-T26-2 |  | 2 | 2016-06-21 | 2018-06-30 | 96.5 | % | 1 | 300 | mg
Oxytetracycline hydrochloride | Working | Vetindia Pharmaceuticals Ltd | VWS/095/15 | NQCL-WRS-O5-2 |  | 2 | 2016-06-21 | 2017-09-30 | 98.6 | % | 1 | 300 | mg
Oxytetracycline hydrochloride | Working | Vetindia Pharmaceuticals Ltd | VWS/095/15 | NQCL-WRS-O5-3 |  | 3 | 2016-06-21 | 2017-09-30 | 98.6 | % | 1 | 300 | mg
Tocopherylacetate | Working | Vetindia Pharmaceuticals Ltd | VWS/169/15 | NQCL-WRS-T34-1 |  | 1 | 2016-06-21 | 2020-03-31 | 99.1 | % | 1 | 200 | mL
Levamisole Hydrochloride | Working | Vetindia Pharmaceuticals Ltd | VWS/067/15 | NQCL-WRS-L39-1 |  | 1 | 2016-06-21 | 2019-01-31 | 98.67 | % | 1 | 100 | mg
Pantoprazole sodium | Working | Julphar | 47901 | NQCL-WRS-P29-4 |  | 4 | 2016-06-23 | 2016-12-31 | 93.21 | % | 1 | 200 | mg
Fluconazole | Working | Julphar | 0000032352/III | NQCL-WRS-F1-9 |  | 9 | 2016-06-23 | 2016-12-31 | 99.58 | % | 1 | 0 | mg
Aspirin | Working | Julphar | 0000043979/II | NQCL-WRS-A14-3 |  | 3 | 2016-06-23 | 2017-02-28 | 99.86 | % | 1 | 0 | mg
Ceftriaxone Sodium | Working | Julphar | 36597 | NQCL-WRS-C2-10 |  | 10 | 2016-06-23 | 2016-12-31 | 838.41 | Î¼g/g | 1 | 500 | mg
Cefuroxime Axetil | Working | Finecure Pharmaceuticals Limit | RWS/1CFU01 | NQCL-WRS-C3-6 |  | 6 | 2016-06-23 | 2017-03-11 | 820 | Î¼g/g | 1 | 500 | mg
Azithromycin | Working | The Madras Pharmaceuticals | WS-19/16/01 | NQCL-WRS-A42-3 |  | 3 | 2016-06-23 | 2016-12-31 | 99.26 | % | 1 | 0 | mg
Rosuvastatin Calcium | Working | The Madras Pharmaceuticals | WS-145/15/01 | NQCL-WRS-R1-10 |  | 10 | 2016-06-23 | 2016-11-30 | 99.16 | % | 1 | 500 | mg
Pantoprazole sodium | Working | The Madras Pharmaceuticals | WS-130/15/01R | NQCL-WRS-P29-5 |  | 5 | 2016-06-23 | 2016-11-30 | 98.34 | % | 1 | 200 | mg
Clopidogrel Bisulphate | Working | The Madras Pharmaceuticals | WS-46/16/01 | NQCL-WRS-C13-5 |  | 5 | 2016-06-23 | 2016-12-31 | 99.5 | % | 1 | 300 | mg
Montelukast Sodium | Working | The Madras Pharmaceuticals | WS-175/15/01R | NQCL-WRS-M6-8 |  | 8 | 2016-06-23 | 2016-11-30 | 99.96 | % | 1 | 300 | mg
Clindamycin | Working | The Madras Pharmaceuticals | WS-245/15/01R | NQCL-WRS-C34-1 |  | 1 | 2016-06-23 | 2016-10-31 | 97.8 | % | 1 | 300 | mg
Atorvastatin Calcium | Working | The Madras Pharmaceuticals | WS-18/15/02 | NQCL-WRS-A73-1 |  | 1 | 2016-06-23 | 2017-02-28 | 99.1 | % | 1 | 250 | mg
Nevirapine | Working | Mylan | C5028-15-195 | NQCL-WRS-N1-4 |  | 4 | 2016-06-28 | 2016-12-11 | 98.8 | % | 1 | 0 | mg
EFAVIRENZ | Working | Mylan | EFX/02/747/15 | NQCL-WRS-E15-5 |  | 5 | 2016-06-28 | 2016-09-06 | 100 | % | 1 | 0 | mg
Lamivudine | Working | Mylan | 22117702 | NQCL-WRS-L3-10 |  | 10 | 2016-06-28 | 2016-11-15 | 100 | % | 1 | 0 | mg
Metformin Hydrochloride | Working | cosmos ltd | WRS-M04/06 | NQCL-WRS-M19-10 |  | 10 | 2016-06-28 | 2018-05-10 | 99.9 | % | 1 | 200 | mg
Tenofovir Disoproxil Fumarate | Working | Mylan | BTDFVSP10810216 | NQCL-WRS-T11-8 |  | 8 | 2016-06-28 | 2017-04-18 | 98.8 | % | 1 | 500 | mg
Artesunate | Working | lyka labs limited Ankleshwar | WS/ATS/16/01 | NQCL-WRS-a15-4 |  | 4 | 2016-06-28 | 2018-04-05 | 99.8 | % | 1 | 500 | mg
Linezolid | Working | Cipla | WS/C/L52/04 | NQCL-WRS-L10-3 |  | 3 | 2016-06-30 | 2016-12-16 | 99.5 | % | 1 | 0 | mg
Flurbiprofen | Working | Bilim Pharmaceuticals | FBPN150504 | NQCL-WRS-F8-2 |  | 2 | 2016-06-30 | 2016-10-31 | 99.6 | % | 1 | 0 | mg
Artesunate Ph.Int | Working | Cipla | WS/C/A91/04 | NQCL-WRS-A71-2 |  | 2 | 2016-06-30 | 2017-09-04 | 99.7 | % | 1 | 200 | mg
Artesunate Ph.Int | Working | Cipla | WS/C/A91/04 | NQCL-WRS-A71-3 |  | 3 | 2016-06-30 | 2017-09-04 | 99.7 | % | 1 | 200 | mg
Sofosbuvir IH | Working | Cipla | TS/C/S115/01 | NQCL-WRS-S48-2 |  | 2 | 2016-06-30 | 2017-04-16 | 100.1 | % | 1 | 300 | mg
Fluocinonide | Working | Tianjin Kingyork Pharmaceutica | 160501 | NQCL-WRS-F22-1 |  | 1 | 2016-06-30 | 2017-04-30 | 99.8 | % | 1 | 200 | mg
Fluocinonide | Working | Vetindia Pharmaceuticals Ltd | VWS/112/15 | NQCL-WRS-F22-2 |  | 2 | 2016-06-21 | 2020-02-29 | 99.35 |  | 1 | 100 | mg
Potassium Chloride | Working | Vetindia Pharmaceuticals Ltd | VWS/112/15 | NQCL-WRS-P57-1 |  | 1 | 2016-06-21 | 2020-02-29 | 98.65 | % | 1 | 200 | mg
Zinc Sulphate monohydrate | Working | Vetindia Pharmaceuticals Ltd | VWS/173/15 | NQCL-WRS-Z3-2 |  | 2 | 2016-06-30 | 2020-02-29 | 99.3 | % | 1 | 200 | mg
Lysine Hydrochloride | Working | Vetindia Pharmaceuticals Ltd | VWS/066/15 | NQCL-WRS-L40-1 |  | 1 | 2016-06-30 | 2018-04-30 | 98.7 | % | 1 | 200 | mg
Ascorbic acid | Working | Vetindia Pharmaceuticals Ltd | VWS/166/15 | NQCL-WRS-A34-4 |  | 4 | 2016-06-21 | 2017-04-30 | 99.1 | % | 1 | 100 | mg
Manganese Sulphate Monohydrate | Working | Vetindia Pharmaceuticals Ltd | VWS/077/15 | NQCL-WRS-M42-1 |  | 1 | 2016-06-21 | 2016-11-30 | 99.48 |  | 1 | 100 | mg
Magnesium Sulphate Heptahydrat | Working | Vetindia Pharmaceuticals Ltd | VWS/092/15 | NQCL-WRS-M43-1 |  | 1 | 2016-06-21 | 2016-12-31 | 99.7 |  | 1 | 100 | mg
Copper Sulphate Pentahydrate | Working | Vetindia Pharmaceuticals Ltd | VWS/019/15 | NQCL-WRS-C86-1 |  | 1 | 2016-06-21 | 2016-12-31 | 99.2 | % | 1 | 100 | mg
Menadione | Working | Vetindia Pharmaceuticals Ltd | VWS/171/15 | NQCL-WRS-M44-1 |  | 1 | 2016-06-21 | 2020-05-31 | 99 | % | 1 | 100 | mg
Triprolidine HCL USP | Working | LifePharma FZE | WS/T2/3 | NQCL-WRS-T35-1 |  | 1 | 2016-07-05 | 2017-06-18 | 94.6 | % | 1 | 100 | mg
Paracetamol Acetaminophen | Working | LifePharma FZE | KOI244 | NQCL-WRS-P49-3 |  | 3 | 2016-07-05 | 2016-12-29 | 99.4 | % | 1 | 200 | mg
Pseudoephedrine HCL | Working | LifePharma FZE | WS/P3/3 | NQCL-WRS-P58-1 |  | 1 | 2016-07-05 | 2017-05-17 | 100.5 | % | 1 | 100 | mg
Doxorubicin HCL | Working | INTAS pharmaceuticals ltd | T00613 | NQCL-WRS-D50-1 |  | 1 | 2016-06-14 | 2017-11-30 | 99.6 | % | 3 | 100 | mg
Torsemide | Working | INTAS pharmaceuticals ltd | STORS151 | NQCL-WRS-T36-1 |  | 1 | 2016-07-05 | 2016-07-12 | 98.9 | % | 1 | 0 | mg
CEFUROXIME AXETIL USP | Working | Steril Gene | WS/023/16-01 | NQCL-WRS-C66-3 |  | 3 | 2016-07-12 | 2017-06-14 | 826 | Î¼g/g | 1 | 300 | mg
Metformin Hydrochloride | Working | Merck Sante Meyzieu | METF -02 | NQCL-WRS-M19-10 |  | 10 | 2016-07-13 | 2026-01-20 | 99.9 | % | 1 | 300 | mg
Oxytetracycline Dihydrate | Working | Vetindia Pharmaceuticals Ltd | VWS/096/15 | NQCL-WRS-O20-1 |  | 1 | 2016-07-19 | 2020-09-30 | 98.1 | % | 1 | 300 | mg
Trimethoprim | Working | Vetindia Pharmaceuticals Ltd | VWS/135/15 | NQCL-WRS-T7-4 |  | 4 | 2016-07-19 | 2019-10-31 | 99 | % | 1 | 0 | mg
Lidocaine | Working | Julphar | 0000027637/IV | NQCL-WRS-L5-4 |  | 4 | 2016-07-28 | 2017-01-31 | 99.42 | % | 1 | 500 | mg
Diclofenac Sodium BP | Working | Neopharma | WS877 | NQCL-WRS-D48-8 |  | 8 | 2016-07-28 | 2017-06-30 | 99.89 | %:w/w | 1 | 300 | mg
Levetiracetam | Working | Neopharma | WS835 | NQCL-WRS-L41-1 |  | 1 | 2016-07-28 | 2017-01-31 | 98.61 | %:w/w | 1 | 300 | mg
TEMOZOLOMIDE | Working | BDR Pharmaceutical Pvt Ltd | BD/TZ/WS/16/01 | NQCL-WRS-T22-3 |  | 3 | 2016-08-04 | 2017-01-18 | 99.44 | % | 1 | 0 | mg
Abiraterone Acetate | Working | BDR Pharmaceutical Pvt Ltd | BD/TZ/WS/16/01 | NQCL-WRS-A74-1 |  | 1 | 2016-08-04 | 2017-01-21 | 99.85 | % | 1 | 200 | mg
Capecitabine | Working | BDR Pharmaceutical Pvt Ltd | BD/TZ/WS/16/01 | NQCL-WRS-C1-3 |  | 3 | 2016-08-04 | 2017-01-15 | 98.54 | % | 1 | 0 | mg
Darunavir Ethanolate | Working | Cipla | B140690 | NQCL-WRS-D51-1 |  | 1 | 2016-08-04 | 2017-01-20 | 92.2 | % | 2 | 100 | mg
Gefitinib WS | Working | BDR Pharmaceutical Pvt Ltd | GF/WS/15/01 | NQCL-WRS-G22-1 |  | 1 | 2016-08-04 | 2017-01-21 | 99.85 | % | 1 | 200 | mg
EVEROLIMUS | Working | BDR Pharmaceutical Pvt Ltd | BD/EV/WS/16/01 | NQCL-WRS-E18-2 |  | 2 | 2016-08-04 | 2017-04-16 | 98.5 |  | 1 | 0 | mg
Sumatriptan Succinate | Working | Aurobindo Pharma LTD | 03WS16000076 | NQCL-WRS-S39-1 |  | 1 | 2016-08-09 | 2017-05-27 | 99.7 | % | 2 | 200 | mg
Imiquimod | Working | Glenmark | GAWS0241601 | NQCL-WRS-I26-1 |  | 1 | 2016-08-18 | 2016-12-10 | 99.6 | %:w/w | 1 | 200 | mg
Paracetamol | Working | INTAS pharmaceuticals ltd | S PARA 161 | NQCL-WRS-P1-10 |  | 10 | 2016-08-16 | 2017-03-10 | 99.3 | % | 1 | 0 | mg
Torsemide | Working | INTAS pharmaceuticals ltd | S TORS 161 | NQCL-WRS-T36-2 |  | 2 | 2016-08-16 | 2017-07-12 | 99.4 | % | 2 | 0 | mg
Doxorubicin HCL | Working | INTAS Pharmaceuticals ltd | S DOXO 161 | NQCL-WRS-D50-2 |  | 2 | 2016-08-16 | 2017-07-14 | 99.5 | % | 2 | 100 | mg
Lamivudine USP | Working | Cipla | WS/C/L82/03 | NQCL-WRS-L42-1 |  | 1 | 2016-08-11 | 2017-04-24 | 99.8 | % | 1 | 300 | mg
Abacavir Sulfate | Working | Cipla | WS/C/A86/05 | NQCL-WRS-A12-4 |  | 4 | 2016-08-11 | 2018-05-30 | 99.5 | % | 1 | 300 | mg
Sodium Hyaluronate | Working | Pharma | 1100011207 | NQCL-WRS-S49-1 |  | 1 | 2016-09-08 | 2016-11-26 | 92.23 | % | 1 | 300 | mg
Sodium Chlorite | Working | JAMJOOM PHARMA | 1100010467 | NQCL-WRS-S50-1 |  | 1 | 2016-09-08 | 2016-10-21 | 82.3 | % | 1 | 300 | mg
Diclofenac Sodium | Working | JAMJOOM PHARMA | 1100012148 | NQCL-WRS-D6-10 |  | 10 | 2016-09-08 | 2017-04-05 | 99.9 | % | 1 | 300 | mg
Budesonide | Working | Macleods pharmaceuticals ltd | RS16070003 | NQCL-WRS-B20-2 |  | 2 | 2016-10-10 | 2017-10-31 | 99.4 | % | 1 | 300 | mg
Salbutamol Sulphate | Working | Macleods pharmaceuticals ltd | SS/14018 | NQCL-WRS-S8-10 |  | 10 | 2016-10-18 | 2017-05-31 | 99.8 | % | 1 | 300 | mg
Spironolactone | Working | Doppel Farmaceutici | WS15112768 | NQCL-WRS-S51-1 |  | 1 | 2016-10-18 | 2017-07-31 | 99.5 | % | 1 | 300 | mg
Loperamide Hydrochloride | Working | Doppel Farmaceutici | WS15122966 | NQCL-WRS-L38-3 |  | 3 | 2016-10-18 | 2017-08-31 | 99.1 | % | 1 | 300 | mg
Carvedilol | Working | Doppel Farmaceutici | WS151112835 | NQCL-WRS-C37-2 |  | 2 | 2016-10-18 | 2017-10-31 | 99.4 | % | 1 | 0 | mg
Medroxyprogesterone Acetate | Working | C | 0500397-QCS-24 | NQCL-WRS-M14-3 |  | 3 | 2016-11-09 | 2017-05-31 | 98.8 | % | 1 | 500 | mg
Methyl Hydroxy Benzoate BP | Working | Fourrts Laboratories Pvt Limit | WS084/07 | NQCL-WRS-M45-1 |  | 1 | 2016-09-22 | 2017-09-08 | 99.36 | %:w/w | 1 | 100 | mg
Propyl Hydroxy Benzoate BP | Working | Fourrts Laboratories Pvt Limit | WS085/07 | NQCL-WRS-P60-1 |  | 1 | 2016-09-22 | 2017-09-08 | 99.42 | %:w/w | 1 | 100 | mg
Tobramycin | Working | Popular pharmaceuticals ltd | WS/16/029 | NQCL-WRS-T37-1 |  | 1 | 2016-10-27 | 2017-02-10 | 903.95 | % | 1 | 100 | mg
artesunate | Working | Bliss Indasi Life Science Pvt. | ART/WS/16001 | NQCL-WRS-a15-5 |  | 5 | 2016-10-27 | 2017-08-27 | 99.67 | % | 1 | 200 | mg
Medroxyprogesterone acetate | Working | Pfizer | 110406-QCS | NQCL-WRS-M14-4 |  | 4 | 2016-11-29 | 2018-06-30 | 99.7 | % | 1 | 1000 | mg
Glibenclamide | Working | DAWA LTD | WS1511044 | NQCL-WRS-G23-1 |  | 1 | 2017-01-10 | 2018-12-31 | 99.3 | % | 1 | 0 | mg
Diazepam | Working | DAWA LTD | WS1607020 | NQCL-WRS-D13-3 |  | 3 | 2017-01-10 | 2017-07-31 | 100.21 | % | 1 | 500 | mg
Metformin Hydrochloride | Working | DAWA LTD | WS16006016 | NQCL-WRS-M19-10 |  | 10 | 2017-01-10 | 2020-06-30 | 99.99 | % | 1 | 500 | mg
Docetaxel | Working | INTAS pharmaceuticals ltd | CT01174 | NQCL-WRS-d8-5 |  | 5 | 2017-01-10 | 2017-06-30 | 98.7 | % | 2 | 300 | mg
cefaclor | Working | BHARAT PARENTERALS LTD | WRS/BPL/338/17 | NQCL-WRS-c53-3 |  | 3 | 2017-02-14 | 2019-03-31 | 932.13 | iu/mg | 1 | 200 | mg
Fluticasone propionate Bp | Working | Getz Pharma | 2592 | NQCL-WRS-F6-4 |  | 4 | 2017-03-09 | 2020-04-30 | 99.12 | % | 1 | 100 | mg
Salmoterol Xifafoate | Working | Getz Pharma | F0I185 | NQCL-WRS-S40-2 |  | 2 | 2017-03-09 | 2018-03-30 | 99.57 | % | 1 | 100 | mg
Sulfamethoxazole | Working | NQCL | SMX15082073 | NQCL-WRS-S12-6 |  | 6 | 2016-10-19 | 2020-07-31 | 99.02 | % | 1 | 0 | mg
Isoniazid | Working | cosmos ltd | WRS-I01/06 | NQCL-WRS-I8-4 |  | 4 | 2016-10-19 | 2018-08-01 | 100.33 | % | 1 | 0 | mg
Carbimazole | Working | Stallion Laboratories PVT | WS/1122 | NQCL-WRS-C89-1 |  | 1 | 2017-03-16 | 2017-11-13 | 99.78 | % | 1 | 0 | mg
Nevirapine | Working | NQCL | NDQE201607028 | NQCL-WRS-N1-5 |  | 5 | 2016-11-10 | 2017-12-31 | 101.38 | % | 1 | 0 | mg
Calcitriol | Working | D.K. Pharmachem Pvt Ltd | WRS-013 | NQCL-WRS-C87-2 |  | 2 | 2017-04-06 | 2018-11-30 | 98.57 | % | 1 | 300 | mg
Cefotaxime sodium | Working | Julphar | CTFX160002 | NQCL-WRS-C21-2 |  | 2 | 2016-07-28 | 2017-04-30 | 935.48 | % | 1 | 300 | mg
Gemcitabine Hydrochloride | Working | VMG Pharmaceuticals Pvt. Ltd | CS0090 | NQCL-WRS-G24-1 |  | 1 | 2016-12-06 | 2017-09-30 | 100 | % | 1 | 500 | mg
Irinotecan | Working | VMG Pharmaceuticals Pvt. Ltd | WS-027-16 | NQCL-WRS-I27-1 |  | 1 | 2016-12-08 | 2017-09-13 | 99.8 | % | 1 | 300 | mg
Dextromethophan HBr | Working | Beta Healthcare | EQS11789 | NQCL-WRS-D27-1 |  | 1 | 2017-04-24 | 2020-09-30 | 94.6 | % | 1 | 500 | mg
Chlorpheniramine Maleate Bp | Working | Beta Healthcare | 141/15/r | NQCL-WRS-C30-7 |  | 7 | 2017-04-24 | 2020-03-31 | 99.8 | % | 1 | 500 | mg
Phenylephrine hydrochloride | Working | Beta Healthcare | PEP/II/1510/36/037 | NQCL-WRS-P24-4 |  | 4 | 2017-04-24 | 2020-08-30 | 99.91 | % | 1 | 200 | mg
Triprolidine HCL USP | Working | beta healthcare | R1703004 | NQCL-WRS-T35-2 |  | 2 | 2017-04-24 | 2020-08-31 | 94.36 | % | 1 | 200 | mg
Desloratidine | Working | beta healthcare | DLRD/1504004 | NQCL-WRS-D25-2 |  | 2 | 2017-04-25 | 2020-03-31 | 99.2 | % | 1 | 300 | mg
Ivermectin | Working | INTAS pharmaceuticals ltd | IVR/001/16 | NQCL-WRS-I2-6 |  | 6 | 2017-05-15 | 2017-08-30 | 99.4 | % | 1 | 400 | mg
Metronidazole | Working | Laboratory & Allied Ltd. | l | NQCL-WRS-M2-4 |  | 4 | 2017-05-16 | 2018-01-03 | 99.6 | % | 0 | 0 | mg
Doxycycline Hyclate | Working | Laboratory & Allied Ltd. | WS/17/01/047 | NQCL-WRS-D23-2 |  | 2 | 2017-05-16 | 2018-01-24 | 98.45 | % | 1 | 200 | mg
Divalproex Sodium | Working | INTAS pharmaceuticals ltd | SDIVA161 | NQCL-WRS-D52-1 |  | 1 | 2017-05-17 | 2017-08-02 | 99.2 | % | 1 | 300 | mg
Nepafenac | Working | Unimed Technologies Ltd | WS17005 | NQCL-WRS-N10-2 |  | 2 | 2017-05-23 | 2018-02-01 | 99.2 | % | 3 | 100 | mg
Tacrolimus | Working | Glenmark | WS/16/0057 | NQCL-WRS-T23-2 |  | 2 | 2017-05-23 | 2017-09-06 | 97.59 | % | 1 | 300 | mg
Betahistine Dihydrochloride | Working | sun pharmaceuticals ltd | WS16026 | NQCL-WRS-B17-2 |  | 2 | 2017-05-23 | 2017-11-30 | 99.5 | % | 1 | 200 | mg
Ornidazole | Working | coral laboratories ltd | ONZ/2606002 | NQCL-WRS-O17-4 |  | 4 | 2017-06-19 | 2018-06-07 | 99.23 | % | 1 | 0 | mg
Budesonide | Working | Getz Pharma | WS-BDS-M-15 | NQCL-WRS-B20-3 |  | 3 | 2017-06-23 | 2019-03-31 | 98.96 | % | 1 | 200 | mg
Formoterol Fumarate | Working | Getz Pharma | WS-FF-0030615 | NQCL-WRS-F23-1 |  | 1 | 2017-06-23 | 2020-05-01 | 95.49 | % | 1 | 200 | mg
Imiquimod | Working | Glenmark | GAWS0241602 | NQCL-WRS-I26-2 |  | 2 | 2017-08-01 | 2017-10-31 | 99.8 | % | 1 | 200 | mg
Drotaverine Hydrochloride | Working | coral laboratories ltd | WS-49/17-18 | NQCL-WRS-D53-1 |  | 1 | 2017-08-01 | 2018-06-02 | 96.15 | % | 1 | 300 | mg
Lamivudine | Working | NQCL | NDQE201607029 | NQCL-WRS-L3-10 |  | 10 | 2016-11-10 | 2020-04-30 | 99.39 | % | 1 | 0 | mg
Tenofovir Disoproxil Fumarate | Working | NQCL | NQCL-WRS-T11-8 | NQCL-WRS-T11-10 |  | 10 | 2017-07-20 | 2018-08-01 | 99.54 | % | 1 | 200 | mg
EFAVIRENZ | Working | cosmos ltd | WRS-E04/04 | NQCL-WRS-E15-6 |  | 6 | 2017-07-20 | 2018-08-31 | 97.21 | % | 1 | 0 | mg
Nevirapine | Working | Universal Corporation | DBH027-C16A-160912 | NQCL-WRS-N1-6 |  | 6 | 2017-08-03 | 2020-09-30 | 99.7 | % | 1 | 0 | mg
Quetiapine Fumarate | Working | INTAS pharmaceuticals ltd | QF0830716 | NQCL-WRS-Q3-1 |  | 1 | 2017-09-07 | 2017-10-04 | 99.7 | %:w/w | 1 | 300 | mg
Atazanavir Sulfate | Working | Mylan | MLNWSD16000192 | NQCL-WRS-A48-4 |  | 4 | 2017-06-07 | 2017-12-15 | 88.4 | %:w/w | 1 | 300 | mg
Ritonavir | Working | Mylan | MLNWSD16000152 | NQCL-WRS-R14-4 |  | 4 | 2017-06-07 | 2017-10-09 | 99.2 | %:w/w | 1 | 0 | mg
Glibenclamide | Working | beta healthcare | 1611079 | NQCL-WRS-G23-2 |  | 2 | 2017-09-28 | 2021-02-28 | 97.34 |  | 1 | 0 | mg
Palbociclib | Working | Pfizer | 160041-QCS | NQCL-WRS-P61-1 |  | 1 | 2017-10-05 | 2018-05-31 | 0.993 | % | 1 | 0 | mg
Uracil | Working | Sigma-Aldrich | LRAB3029 | NQCL-WRS-U1-1 |  | 1 | 2017-10-05 | 2021-12-31 | 99.9 | % | 1 | 300 | mg
Naphthalene | Working | Sigma-Aldrich | LRAA9072 | NQCL-WRS-N22-1 |  | 1 | 2017-10-05 | 2020-12-31 | 99.8 | % | 1 | 300 | mg
1-chloro-4-nitrobenzene | Working | Sigma-Aldrich | SZBE164XV | NQCL-WRS-11-1 |  | 1 | 2017-10-05 | 2019-06-30 | 99.8 | % | 1 | 300 | mg
Zidovudine | Working | NQCL | NDQE201607027 | NQCL-WRS-Z1-4 |  | 4 | 2016-11-11 | 2017-11-30 | 100.8 | % | 1 | 0 | mg
Gliclazide | Working | beta healthcare | 150603 | NQCL-WRS-G5-3 |  | 3 | 2017-10-24 | 2018-05-31 | 99.81 | % | 1 | 0 | mg
Trimethoprim | Working | NQCL | NDQE201607048r1 | NQCL-WRS-T7-5 |  | 5 | 2016-10-19 | 2018-10-31 | 99.7 | % | 1 | 0 | mg
Amlodipine Besilate | Working | merck | WST006 | NQCL-WRS-A76-1 |  | 1 | 2017-11-02 | 2017-12-31 | 100.12 | % | 1 | 100 | mg
Bisoprolol Fumerate | Working | merck | PST006 | NQCL-WRS-B12-4 |  | 4 | 2017-11-02 | 2019-01-31 | 99.94 | % | 1 | 200 | mg
Telmisartan | Working | Finecure Pharmaceuticals Limit | TN-1704039 | NQCL-WRS-T3-7 |  | 7 | 2017-11-03 | 2018-05-12 | 99.74 | % | 1 | 0 | mg
Cefpodoxime Proxetil USP | Working | Finecure Pharmaceuticals Limit | RWS/029/633 | NQCL-WRS-C68-2 |  | 2 | 2017-11-03 | 2019-04-09 | 75.61 | % | 1 | 300 | mg
Ofloxacin USP | Working | Finecure Pharmaceuticals Limit | RWS/108/386 | NQCL-WRS-O18-2 |  | 2 | 2017-11-03 | 2019-04-17 | 99.64 | % | 1 | 300 | mg
Ornidazole | Working | Finecure Pharmaceuticals Limit | RWS/115/390 | NQCL-WRS-O17-5 |  | 5 | 2017-11-03 | 2018-04-20 | 98.84 | % | 1 | 300 | mg
Hydrochlorothiazide USP | Working | Finecure Pharmaceuticals Limit | RWS/080/289 | NQCL-WRS-H9-2 |  | 2 | 2017-11-03 | 2019-08-20 | 99.75 | % | 1 | 300 | mg
Bromhexine Hydrochloride BP | Working | beta healthcare | R1605070 | NQCL-WRS-B28-2 |  | 2 | 2017-11-08 | 2020-01-31 | 100.09 | % | 1 | 300 | mg
Salbutamol Sulphate | Working | beta healthcare | R1608012 | NQCL-WRS-S8-11 |  | 11 | 2017-11-08 | 2021-05-31 | 99.31 | % | 1 | 300 | mg
Clindamycin Phosphate | Working | Farmaprim | P-302-CN20170305 | NQCL-WRS-C4-4 |  | 4 | 2017-11-14 | 2018-08-03 | 98.6 | % | 1 | 320 | mg
Paracetamol | Working | Claris Injectables Limited | 4 | NQCL-WRS-P1-13 |  | 13 | 2017-11-16 | 2018-03-20 | 99.6 | % | 1 | 300 | mg
Sodium Matabisulfite | Working | Claris Injectables Limited | AORM600330 | NQCL-WRS-S52-1 |  | 1 | 2017-11-16 | 2017-12-23 | 98.3 | % | 1 | 300 | mg
Ibuprofen | Working | Aurochem | 4000/1201/17/-0087P | NQCL-WRS-I1-5 |  | 5 | 2017-12-18 | 2018-10-04 | 99.97 | % | 2 | 200 | mg
Indapamide | Working | Aurochem | IND/170401 | NQCL-WRS-I7-2 |  | 2 | 2017-12-18 | 2018-05-09 | 0 | % | 1 | 98.47 | mg
Paracetamol | Working | Aurochem | APAP/C17070552 | NQCL-WRS-P1-14 |  | 14 | 2017-12-18 | 2018-10-23 | 99.84 | % | 1 | 300 | mg
Cetirizine Hydrochloride | Working | Aurochem | 15CTH077 | NQCL-WRS-C7-2 |  | 2 | 2017-12-18 | 2018-10-10 | 99.19 | % | 1 | 300 | mg
Ambroxol Hydrochloride | Working | Aurochem | SAM/AMH/0416001 | NQCL-WRS-A26-4 |  | 4 | 2017-12-18 | 2018-04-18 | 99.39 | % | 1 | 300 | mg
Tobramycin | Working | Popular pharmaceuticals ltd | WS/17/029 | NQCL-WRS-T37-2 |  | 2 | 2018-01-03 | 2018-06-11 | 901.94 | % | 1 | 300 | mg
Fluconazole | Working | Claris Injectables Limited | A0RM600482 | NQCL-WRS-F1-10 |  | 10 | 2018-01-04 | 2018-06-11 | 99.4 | % | 1 | 0 | mg
ZOLEDRONIC ACID | Working | Claris Injectables Limited | A0RMA00161 | NQCL-WRS-Z7-2 |  | 2 | 2018-01-04 | 2018-10-13 | 93.5 | % | 1 | 300 | mg
propofol | Working | Claris Injectables Limited | A0RM600454 | NQCL-WRS-p22-2 |  | 2 | 2018-01-04 | 2018-01-20 | 99.8 | % | 1 | 300 | mg
Ceftriaxone Sodium | Working | ESKAYEF BANGLADESH LTD | Q011701011 | NQCL-WRS-C2-11 |  | 11 | 2018-01-04 | 2018-08-16 | 84.17 | % | 1 | 200 | mg
propofol | Working | Claris Injectables Limited | A0RMA00275 | NQCL-WRS-p22-3 |  | 3 | 2018-02-07 | 2019-01-10 | 100 | %:w/w | 1 | 200 | mL
Insulin Aspart | Working | Novo Nordisk | 155.X14.07.2 | NQCL-WRS-I28-1 |  | 1 | 2018-02-20 | 2021-09-24 | 602 |  | 2 | 200 | mg
Anidulafungin | Working | Pfizer | T03710 | NQCL-WRS-A77-1 |  | 1 | 2018-01-18 | 2018-08-23 | 95 | % | 1 | 500 | mg
Paracetamol | Working | beta healthcare | R1701006 | NQCL-WRS-P1-15 |  | 15 | 2017-04-24 | 2021-10-31 | 100.12 | % | 1 | 500 | mg
Artemether | Working | Technology Solutions for Globa | NDQF201801312 | NQCL-WRS-A5-10 |  | 10 | 2018-01-29 | 2019-02-28 | 98.392 | % | 1 | 200 | mg
Lumefantrine | Working | Technology Solutions for Globa | NDQF201801313 | NQCL-WRS-L1-11 |  | 11 | 2018-01-29 | 2019-02-28 | 98.839 | % | 1 | 200 | mg
Paracetamol | Working | Technology Solutions for Globa | NDQF201801314 | NQCL-WRS-P1-16 |  | 16 | 2018-01-29 | 2019-02-28 | 100.33 | % | 1 | 500 | mg
RISEDRONATE SODIUM | Working | Atoz pharmaceuticals pvt ltd | RIS/01/17 | NQCL-WRS-R8-2 |  | 2 | 2018-03-27 | 2018-11-07 | 86.74 | % | 1 | 300 | mg
Ethambutol hydrochloride | Working | cosmos ltd | WRS-E05/05 | NQCL-WRS-E12-4 |  | 4 | 2017-09-19 | 2019-03-31 | 100 |  | 1 | 500 | mg
Lamivudine | Working | cosmos ltd | NQCL-WRS-L3-7 | NQCL-WRS-L3-11 |  | 11 | 2017-08-01 | 2018-08-31 | 83.45 | % | 1 | 0 | mg
Zidovudine | Working | cosmos ltd | NQCL-WRS-Z1-3 | NQCL-WRS-Z1-5 |  | 5 | 2017-07-20 | 2018-08-01 | 99.65 | % | 1 | 0 | mg
Emtricitabine | Working | Aurobindo Pharma LTD | NQCL-WRS-E11-5 | NQCL-WRS-E11-7 |  | 7 | 2017-09-30 | 2019-03-31 | 101.3 |  | 1 | 500 | mg
Ritonavir | Working | Mylan | NQCL-WRS-R14-3 | NQCL-WRS-R14-6 |  | 6 | 2017-04-10 | 2018-04-30 | 99.2 | % | 1 | 300 | mg
Atazanavir Sulfate | Working | Mylan | NQCL-WRS-A48-1 | NQCL-WRS-A48-5 |  | 5 | 2018-04-10 | 2018-04-30 | 97 |  | 1 | 200 | mg
Pyrazinamide | Working | cosmos ltd | WRS-P06/05 | NQCL-WRS-P19-4 |  | 4 | 2017-09-20 | 2019-03-31 | 101.5 |  | 1 | 300 | mg
A-Cnotren Isotretinoin | Working | Pharmathen International | 1703506 | NQCL-WRS-A77-1 |  | 1 | 2018-04-10 | 2019-05-31 | 97.8 | % | 1 | 300 | mg
Rifampicin | Working | cosmos ltd | WRS-R04/06 | NQCL-WRS-R4-3 |  | 3 | 2018-03-08 | 2019-04-11 | 99.11 | % | 1 | 300 | mg
Artemether | Working | Technology Solutions for Globa | COA-T4H003 | NQCL-WRS-A5-12 |  | 12 | 2018-04-18 | 2019-01-31 | 0.99 | % | 5 | 500 | mg
Lumefantrine | Working | Technology Solutions for Globa | COA-T4H002 | NQCL-WRS-L1-13 |  | 13 | 2018-04-18 | 2019-01-31 | 0.998 | % | 5 | 500 | mg
Paracetamol | Working | Technology Solutions for Globa | COA-T4H001 | NQCL-WRS-P1-18 |  | 18 | 2018-04-18 | 2019-01-31 | 0.999 |  | 5 | 500 | mg